## ACTIVITY MEDIA
UID | Name | Description
1 | Air | the invisible gaseous substance surrounding the earth, a mixture of nitrogen, oxygen, and minute amounts of other gases that forms earth's atmosphere
3 | Biological | relating to biology or living organisms
8 | Habitat | the natural home or environment of an animal, plant, or other organism.
6 | Other | other; the area or natural environment in which an organism or substance is found
5 | Sediment | matter that settles to the bottom of a liquid; dregs; Geology Solid fragmented material, such as silt, sand, gravel, chemical precipitates, and fossil fragments, that is transported and deposited by water, ice, or wind or that accumulates through chemical precipitation or secretion by organisms, and that forms layers on the Earth's surface.
4 | Soil | the loose top layer of the Earth's surface, a black or dark brown material consisting of rock and mineral particles mixed with decayed organic matter (humus), and capable of retaining water, providing nutrients for plants, and supporting a wide range of biotic communities.
7 | Tissue | an aggregate of cells usually of a particular kind together with their intercellular substance that form one of the structural materials of a plant or an animal
2 | Water | a colorless, transparent, odorless, tasteless liquid that forms the seas, lakes, rivers, and rain and is the basis of the fluids of living organisms.

## ACTIVITY TYPE
UID | Code | Description | Analytical Method Required | Monitoring Location Required | Last Change Date | Abbreviation
1 | Field Msr/Obs | MEASUREMENTS involve something measured in its environmental setting usually using some type of equipment. OBSERVATIONS are made by people, usually without the use of equipment, and are frequently qualitative. | N | Y | 4/15/2016 8:33:54 PM | FM
3 | Field Msr/Obs-Habitat Assessment | A field activity conducted to evaluate a habitat, according to an organizations pre-defined habitat assessment scheme. | N | Y | 7/26/2006 10:57:46 AM | FMHA
51 | Field Msr/Obs-Incidental | A field observation of a non-target species/analytes made during a formal survey and/or a field observation made during a non-formal survey. | N | N | 9/24/2014 12:00:00 AM | FMI
2 | Field Msr/Obs-Portable Data Logger | Measurements made in the field by an automated data logging device, running "attended or unattended" and producing a suite of data values at repeating intervals set by its owner/operator. | N | Y | 9/6/2018 8:41:51 AM | FMPDL
45 | Quality Control Alternative Measurement Sensitivity | A repeated measurement of the same field (also a lab where detection limits do not apply) sample collected to control sensitivity typically for a specific instrument in order calculate the alternative measurement sensitivity (AMS). AMS is the standard deviation of 7 measurements of a sample (with a signal in the quantitative range) times the two-sided critical t-value for 99% confidence (3.708) | Y | N | 2/9/2011 6:44:16 PM | QAMS
46 | Quality Control Alternative Measurement Sensitivity Plus | A repeated measurement of different field samples collected to control sensitivity typically for a specific instrument/sensor in order calculate the alternative measurement sensitivity (AMS+). AMS+ is defined as the standard deviation of 7 measurements of samples collected very closely in time and space times the two-sided critical t-value for 99% confidence. | Y | N | 2/9/2011 6:44:16 PM | QAMSP
19 | Quality Control Field Calibration Check | A standard independently prepared ( different source, different analyst) from the calibration standards and run after the original calibration to verify the original calibration. There is usually one calibration check standard per batch. | N | N | 7/26/2006 10:57:46 AM | QCC
15 | Quality Control Field Replicate Habitat Assessment | A habitat measurement or evaluation collected to assess the reproducibility of the sampling technique. | N | Y | 7/26/2006 10:57:46 AM | QRHA
16 | Quality Control Field Replicate Msr/Obs | A field measurement or observation taken to assess the reproducity of the sampling technique or analytical method. | N | Y | 7/26/2006 10:57:46 AM | QRM
17 | Quality Control Field Replicate Portable Data Logger | A measurement taken to verify the quality of data taken by a data logger. | N | Y | 7/26/2006 10:57:46 AM | QRPDL
53 | Quality Control Field Replicate Sample-Composite | A composite of either several discrete sampling events or a sample collected by a continuous process taken to assess the reproducity of the sampling technique or analytical method. | N | Y | 8/29/2016 11:00:17 AM | QRSC
18 | Quality Control Field Sample Equipment Rinsate Blank | A sample of analyte-free media that has been used to rinse the sampling equipment. It is collected after completion of decontamination and prior to sampling. This blank is useful in documenting adequate decontamination of sampling equipment. | N | N | 5/3/2013 10:57:46 AM | QERB
116 | Quality Control Lab Sample Equipment Rinsate Blank | A sample of analyte-free media that has been used to rinse the sampling equipment in the laboratory. It is collected after completion of decontamination and prior to sampling. This blank is useful in documenting adequate decontamination of sampling equipment prior to the equipment being used in the field. | N | N | 7/12/2017 1:58:07 PM | QLERB
33 | Quality Control Sample-Blind Duplicate | The duplicate samples are identical samples (collected from same source and same time) however blind duplicates are submitted to the laboratory by an identification scheme so that the laboratory does not know the samples are identical. The purpose of blind duplicates is to test for laboratory bias. | Y | Y | 7/26/2006 10:57:46 AM | QBD
28 | Quality Control Sample-Equipment Blank | A sample of analyte free water analyzed with field samples to assess the presence or absence of equipment or instrument contamination. | Y | N | 7/26/2006 10:57:46 AM | QEB
23 | Quality Control Sample-Field Ambient Conditions Blank | The analyte free media is tested to assure the preciseness of ambient conditions. It helps in controlling the effects of environment on the sample. | Y | Y | 7/26/2006 10:57:46 AM | QFACB
21 | Quality Control Sample-Field Blank | A sample of analyte free water poured into a sample container in the field, preserved and shipped to the laboratory with field samples. The purpose of a field blank is to assess contamination from field conditions during sampling. | Y | N | 7/26/2006 10:57:46 AM | QFB
22 | Quality Control Sample-Field Replicate | Multiple samples taken within each combination of time, location, and any other controlled variables. The purpose of collecting replicate samples is to obtain precision. For a large size field it is important to break field into homogeneous sub-areas and collect samples proportions to the size of each sub-area. | Y | Y | 7/26/2006 10:57:46 AM | QFR
20 | Quality Control Sample-Field Spike | A known mass of target analyte added to a blank sample or subsample in the field. The pupose of a field spike is to show that sample preperation procedures do not contribute to loss of analytes. | Y | Y | 7/26/2006 10:57:46 AM | QFS
25 | Quality Control Sample-Field Surrogate Spike | A pure substance with properties that mimic the analyte of interest is called surrogate. Target Surrogate is added in sample to determine the recovery efficiency for quality control purposes. | Y | Y | 7/26/2006 10:57:46 AM | QFSS
34 | Quality Control Sample-Inter-lab Split | Split samples are obtained by dividing one sample into two or more identical sub-samples, and analyzed at different laboratories. Interlaboraory splits are used to compare the accuracy and precision of the laboratories doing the analyses. | Y | Y | 8/11/2006 11:50:00 PM | QIS
41 | Quality Control Sample-Lab Blank | Lab Blanks are analyte-free matrices prepared in the lab and analyzed with samples to identify potential lab sources of contamination. | Y | N | 1/12/2009 10:00:59 AM | QLB
55 | Quality Control Sample-Lab Continuing Calibration Verification | A check standards run at set points during the analysis | N | N | 3/30/2017 2:19:44 PM | QLCCV
47 | Quality Control Sample-Lab Control Sample/Blank Spike | In the lab deionized water is spiked with all the analytes in concentrations close to those in the field samples, prepared as a sample, and run/re-run on a set frequency. | N | N | 1/23/2013 10:01:33 PM | QLBS
50 | Quality Control Sample-Lab Control Sample/Blank Spike Duplicate | In the lab deionized water is spiked with all the analytes in concentrations close to those in the field samples, prepared as a sample, and run/re-run on a set frequency. | N | N | 2/11/2013 10:01:33 PM | QLBSD
136 | Quality Control Sample-Lab Control Standard | Lab Control Standard - A standard, certified by an outside agency, used to measure the bias in a procedure. For certain constituents and matrices use NIST Standard Reference Materials when available. | Y | N | 11/8/2017 11:49:13 AM | QCSLCS
140 | Quality Control Sample-Lab Control Standard Duplicate | Lab Control Standard - A standard, certified by an outside agency, used to measure the bias in a procedure. For certain constituents and matrices use NIST Standard Reference Materials when available. The purpose of duplicates is to test for laboratory bias. Duplicate samples are used to assess variance of the total method including sampling and analysis. | Y | N | 11/8/2017 11:49:13 AM | QCLCSD
24 | Quality Control Sample-Lab Duplicate | One of two samples taken from the same population and carried through all steps of the sampling and analytical procedures in an identical manner. Duplicate samples are used to assess variance of the total method including sampling and analysis. | Y | N | 7/26/2006 10:57:46 AM | QLD
57 | Quality Control Sample-Lab Initial Calib Certified Reference Material | A certified standard reference material purchased from an outside vendor. | N | N | 3/30/2017 2:19:44 PM | QLCCRM
56 | Quality Control Sample-Lab Initial Calibration Verification | A initial check standards run after the calibration curve | N | N | 3/30/2017 2:19:44 PM | QLICM
44 | Quality Control Sample-Lab Matrix Spike | An aliquot of an environmental sample to which known quantities of analytes are added in the laboratory. The matrix spike is analyzed in an identical manner as the sample. | Y | N | 1/12/2009 10:00:59 AM | QLMS
49 | Quality Control Sample-Lab Matrix Spike Duplicate | An aliquot of an environmental sample to which known quantities of analytes are added in the laboratory. The matrix spike is analyzed in an identical manner as the sample. | N | N | 2/11/2013 10:01:33 PM | QLMSD
43 | Quality Control Sample-Lab Re-Analysis | A sample that is analyzed more than once. | Y | N | 1/12/2009 10:00:59 AM | QLR
40 | Quality Control Sample-Lab Spike | A known mass of target analyte added to a blank sample or subsample in the laboratory. The pupose of a laboratory spike is to show that sample preperation procedures do not contribute to loss of analytes. | Y | N | 1/12/2009 9:44:16 AM | QLS
58 | Quality Control Sample-Lab Spike Duplicate | A known mass of target analyte added to a blank sample or subsample in the laboratory. The purpose of a laboratory spike is to show that sample preparation procedures do not contribute to loss of analytes. | Y | N | 4/4/2017 7:50:55 AM | QLSD
48 | Quality Control Sample-Lab Spike of a Lab Blank | The lab blank (method blank) is prepared in the lab to represent the matrix as closely as possible, then spiked with known concentrations of the analytes. | N | N | 1/23/2013 10:01:33 PM | QLSLB
42 | Quality Control Sample-Lab Split | A sample split in the laboratory from half of a mother or parent sample. | Y | N | 1/12/2009 10:00:59 AM | QLST
138 | Quality Control Sample-Lab Surrogate Control Standard | Surrogate Standard - A pure compound added to a sample in the lab before processing so that the efficiency of the method can be determined. | Y | N | 11/8/2017 11:49:12 AM | QCLSCS
137 | Quality Control Sample-Lab Surrogate Control Standard Duplicate | Surrogate Standard - A pure compound added to a sample in the lab before processing so that the efficiency of the method can be determined. The purpose of duplicates is to test for laboratory bias. Duplicate samples are used to assess variance of the total method including sampling and analysis. | Y | N | 11/8/2017 11:49:12 AM | QCSCSD
139 | Quality Control Sample-Lab Surrogate Method Blank | Surrogate - Organic compounds which are similar to analytes of interest in chemical composition, extraction, and chromatography, but are not found in the environmental samples. These compounds are spiked into blanks, calibration standards, check standards, samples and spiked samples. Percent recovery are calculated for each surrogate. | Y | N | 11/8/2017 11:49:12 AM | QCLSMB
32 | Quality Control Sample-Measurement Precision Sample | A sample (i.e., test sample or control sample/standard) used either singly or in replicate, as appropriate, to monitor the precision of method. | Y | N | 7/26/2006 10:57:46 AM | QMPS
35 | Quality Control Sample-Other | This category contains quality control measures of any other process to which a sample is subjected, and not included in this list. | Y | N | 7/26/2006 10:57:46 AM | QO
30 | Quality Control Sample-Post-preservative Blank | The analyte-free media which has undergone the same preserving process as the samples. This Blank is tested to check the quality of the preservation process. | Y | N | 7/26/2006 10:57:46 AM | QPTB
29 | Quality Control Sample-Pre-preservative Blank | The analyte-free media tested before undergoing the same preserving process as the samples. This Blank is tested to check the quality of preservation process. | Y | N | 7/26/2006 10:57:46 AM | QPRB
27 | Quality Control Sample-Reagent Blank | Reagent Blank is analyte free water analyzed with samples, one per sample test. The reagent blank is analyzed to control the quality. | Y | N | 7/26/2006 10:57:46 AM | QRB
31 | Quality Control Sample-Reference Sample | A sample (i.e., test sample or control sample/standard) with known analyte concentration used either singly or in replicate, as appropriate, to monitor method performance characteristics. | Y | N | 7/26/2006 10:57:46 AM | QRS
26 | Quality Control Sample-Trip Blank | Trip blanks are test samples of analyte-free media taken from the laboratory to the sampling site and returned to the laboratory unopened. They are used to measure cross-contamination from the container and preservative during transport, field handling, and storage. Usually, at least one trip blank should be prepared for each sample type per trip. | Y | N | 8/11/2006 11:50:00 PM | QTB
39 | Quality Control-Negative Control | The process to control the quality of measurement with absence of analyte or habitat is negative control. | Y | N | 7/18/2008 11:56:51 AM | QNC
38 | Sample-Composite With Parents | A sample split in the laboratory from half of a mother or parent sample. | Y | N | 8/11/2006 11:50:00 PM | SCWP
10 | Sample-Composite Without Parents | Describes a sample which is a composite of either several discrete sampling events not described elsewhere, or is a sample collected by a continuous process over some time period. No database record exists as its parent. | Y | Y | 7/26/2006 10:57:46 AM | SCWOP
37 | Sample-Depletion Replicate | Lab Blanks are analyte-free matrices prepared in the lab and analyzed with samples to identify potential lab sources of contamination. | N | Y | 7/26/2006 10:57:46 AM | SDR
14 | Sample-Field Split | A sample created in the field from half of a mother or parent sample. | Y | Y | 7/26/2006 10:57:46 AM | SFST
13 | Sample-Field Subsample | A sample created in the field from a portion of a mother or parent sample | Y | N | 7/26/2006 10:57:46 AM | SFSS
9 | Sample-Integrated Cross-Sectional Profile | A discrete/integrated sample, usually derived from a continuous record, representing cross-section of the stream. | Y | Y | 7/26/2006 10:57:46 AM | SICP
6 | Sample-Integrated Flow Proportioned | A sample integrated over an interval or space within which changes in flow are used to alter the proportion of the sampled medium contributing to the integrated sample. | Y | Y | 7/26/2006 10:57:46 AM | SIFP
54 | Sample-Integrated Horizontal and Vertical Composite Profile | A discrete/integrated sample, usually derived from a continuous record, representing some portion or segment of a horizontal and vertical track within the study area. | Y | Y | 2/15/2017 1:31:29 PM | SIHVCP
7 | Sample-Integrated Horizontal Profile | A sample integrated over an interval or space within which changes in flow are used to alter the proportion of the sampled medium contributing to the integrated sample. | Y | Y | 7/26/2006 10:57:46 AM | SIHP
5 | Sample-Integrated Time Series | A discrete/integrated sample, usually derived from a continuous record, representing some portion or segment of elapsed time within the overall activity duration or sample period. | Y | Y | 7/26/2006 10:57:46 AM | SITS
8 | Sample-Integrated Vertical Profile | A discrete/integrated sample, usually derived from a continuous record, representing some portion or segment of a vertical track within the study area. | Y | Y | 7/26/2006 10:57:46 AM | SIVP
12 | Sample-Negative Control | A controlled sample with absence of analyte. | Y | Y | 7/26/2006 10:57:46 AM | SNC
36 | Sample-Other | This category contains a sample collected following a process which is not included in this list. | Y | Y | 8/11/2006 11:50:00 PM | SO
11 | Sample-Positive Control | A controlled sample with presence of analyte. | Y | Y | 7/26/2006 10:57:46 AM | SPC
4 | Sample-Routine | A sample gathered using straightforward grab procedures for purposes of a general evaluation of the environment at the site. | Y | Y | 7/26/2006 10:57:46 AM | SR
52 | Sample-Routine Resample | A RE-sample (second or more) gathered using straightforward grab procedures for purposes of a general evaluation of the environment at the site. | Y | Y | 5/10/2016 2:13:01 PM | SRR

## ANALYTICAL METHOD
UID | ID | Name | Context Code | Description | Qualifier Type | URL | Last Change Date
257226 | % Lipid T.3E | Percent Lipids | EPA_R7_WQX |  |  |  | 12/23/2014 4:47:13 PM
510322 | %Lipid T.3F | %Lipid T.3F | EPA_R7_WQX | Can call EPA Lab for further information on this method |  |  | 12/23/2014 4:47:14 PM
3099 | - | - | 21DEBCH |  |  |  | 12/26/2007 3:52:31 PM
3087 | - | - | 21ALBCH |  |  |  | 1/11/2008 12:11:27 PM
3088 | - | - | 1CTDPHBM |  |  |  | 1/11/2008 12:21:08 PM
3089 | - | - | 21OHBCH |  |  |  | 4/1/2008 3:04:56 PM
3105 | - | - | 21NCBCH |  |  |  | 1/11/2008 1:13:55 PM
3111 | - | - | 21WABCH |  |  |  | 12/31/2007 7:45:16 AM
19296 | - | - | MDEDAT08_WQX |  |  |  | 1/30/2009 1:07:31 PM
3104 | - | - | 21MSBCH |  |  |  | 1/11/2008 12:28:43 PM
19271 | - | - | 21PABCH |  |  |  | 4/1/2008 3:08:12 PM
3098 | - | - | 21AKBCH |  |  |  | 12/31/2007 4:44:16 PM
3101 | - | - | 21MABCH |  |  |  | 2/29/2008 11:48:50 AM
3108 | - | - | 21TXBCH |  |  |  | 2/29/2008 11:40:19 AM
3110 | - | - | 21WIBCH |  |  |  | 10/8/2008 3:52:26 PM
3103 | - | - | 21MEBCH |  |  |  | 12/28/2007 2:18:21 PM
3107 | - | - | 21RIBCH |  |  |  | 5/2/2008 2:35:37 PM
3109 | - | - | 21VABCH |  |  |  | 2/14/2008 4:02:22 PM
3106 | - | - | 21ORBCH |  |  |  | 5/9/2008 10:29:42 AM
757131 | - | - | RTI |  |  |  | 5/17/2018 3:45:08 PM
459088 | 0 | UNKOWN | SDDENR_WQX |  |  |  | 10/24/2014 10:20:42 AM
566617 | 0 | None | CEDEN | No Method |  |  | 5/15/2018 11:27:36 PM
1602 | 00-01 | Gross Alpha and Beta Activity in Water | USEPA |  |  |  | 8/12/2006 11:50:00 PM
1603 | 00-02 | Gross Alpha Activity in Drinking Water by Coprecipitation | USEPA |  |  |  | 8/12/2006 11:50:00 PM
1604 | 00-03 | Lead-210 and Polonium-210 in Dried Samples | USEPA |  |  |  | 8/12/2006 11:50:00 PM
1605 | 00-04 | Plutonium, Thorium & Uranium in Air Filters | USEPA |  |  |  | 8/12/2006 11:50:00 PM
1606 | 00-05 | Thorium and Uranium in Ashed Samples | USEPA |  |  |  | 8/12/2006 11:50:00 PM
1607 | 00-06 | Thorium and Uranium in Ashed Samples | USEPA |  |  |  | 8/12/2006 11:50:00 PM
1608 | 00-07 | Thorium and Uranium in Water Samples | USEPA |  |  |  | 8/12/2006 11:50:00 PM
564865 | 00-07 | URANIUM ACTIVITY METHOD | 21ARIZ_WQX |  |  |  | 12/4/2015 11:43:10 AM
1609 | 00-09 | Plutonium and Uranium in Milk | USEPA |  |  |  | 8/12/2006 11:50:00 PM
730301 | 0002 | NV Method 0002 Undefined | 21NEV1_WQX |  |  |  | 10/29/2018 12:57:25 PM
730303 | 0006 | Hardness, Total (mg/L as CaCO3)(Titrimetric, EDTA) | 21NEV1_WQX |  |  |  | 10/29/2018 12:57:24 PM
730298 | 0007 | NV Method 0007 Undefined | 21NEV1_WQX |  |  |  | 4/1/2016 2:29:29 AM
19357 | 00095 | Specific Conductivity | 21PA_WQX | 00095-SPECIFIC CONDUCTIVITY @ 25.0 C | Final |  | 1/6/2019 10:06:41 AM
548294 | 00095 | Specific Conductivity | WQXTEST | 00095-SPECIFIC CONDUCTIVITY @ 25.0 C | Final |  | 4/17/2018 7:16:28 PM
1610 | 0010(B) | Total Chromatographable Organic Material | USEPA |  |  |  | 8/12/2006 11:50:00 PM
1611 | 0010(BT) | Tritium in Biological Tissue | USEPA |  |  |  | 8/12/2006 11:50:00 PM
1612 | 0010(W) | Tritium in Water | USEPA | in Water |  |  | 8/12/2006 11:50:00 PM
1613 | 0011-0 | Sampling for Formaldehyde Emissions | USEPA |  |  |  | 8/12/2006 11:50:00 PM
1614 | 0011A | Analysis of Aldehydes/Ketones by HPLC | USEPA |  |  |  | 8/12/2006 11:50:00 PM
742612 | 00127 | 00127 | AZDEQ_SW |  |  |  | 11/10/2017 2:13:37 PM
1615 | 002(A) | Radon-222 in Air | USEPA |  |  |  | 8/12/2006 11:50:00 PM
1616 | 002(W) | Radon-222 in Water | USEPA | in Water |  |  | 8/12/2006 11:50:00 PM
730305 | 0021 | Nitrogen, Ammonia (Potentiometric, Ion Selective Electrode) | 21NEV1_WQX |  |  |  | 10/29/2018 12:57:26 PM
1617 | 0023A | Sampling for PCDD and PCDF Emissions | USEPA |  |  |  | 8/12/2006 11:50:00 PM
730300 | 0029 | Color - Visual Comparison Method | 21NEV1_WQX |  |  |  | 10/29/2018 12:57:26 PM
730299 | 0030 | Color - Spectrophotometric Single Wavelength Method | 21NEV1_WQX |  |  |  | 10/29/2018 12:57:24 PM
19481 | 00308 | Biochemical Oxygen Demand | 21PA_WQX | 00308-Inhibited Biochemical Oxygen Demand 20 day | Final |  | 11/20/2014 3:15:02 PM
19492 | 00310 | Biochemical Oxygen Demand | 21PA_WQX | 00310-BIOCHEMICAL OXYGEN DEMAND 5 DAY | Final |  | 11/20/2014 3:21:36 PM
19375 | 00314 | Oxygen | 21PA_WQX | 00314-CARBONACEOUS BIOCHEMICAL OXYGEN DEMAND 5 DAY | Final |  | 1/6/2019 10:06:48 AM
548314 | 00314 | Oxygen | WQXTEST | 00314-BIOCHEMICAL OXYGEN DEMAND INHIBITED 5 DAY | Final |  | 10/31/2014 9:35:16 AM
19483 | 00340 | Chemical Oxygen Demand | 21PA_WQX | 00340-CHEMICAL OXYGEN DEMAND | Final |  | 11/20/2014 3:15:00 PM
730304 | 0039 | Nitrogen - In-Line Ultraviolet/Persulfate Digestion and Oxidation with Flow Injection Analysis | 21NEV1_WQX |  |  |  | 10/29/2018 12:57:26 PM
1618 | 004(A) | Radium-226 and Radium-228 in Air | USEPA |  |  |  | 8/12/2006 11:50:00 PM
1619 | 004(S) | Radium-226 and Radium-228 in Soil | USEPA | in Sediment |  |  | 8/12/2006 11:50:00 PM
1620 | 004(W) | Radium-226 and Radium-228 in Water | USEPA | in Water |  |  | 8/12/2006 11:50:00 PM
548276 | 00403 | Ph | WQXTEST | 00403-pH, Lab (Electrometric) | Final |  | 10/31/2014 9:35:03 AM
19363 | 00403 | Ph | 21PA_WQX | 00403-pH, Lab (Electrometric) | Final |  | 1/6/2019 10:06:41 AM
548279 | 00410 | Alkalinity | WQXTEST | 00410-ALKALINITY REPORTED @ pH 4.5 | Final |  | 4/17/2018 7:16:28 PM
19339 | 00410 | Alkalinity | 21PA_WQX | 00410-ALKALINITY AS CaCO3 @ pH 4.5 | Final |  | 1/6/2019 10:06:41 AM
558003 | 00436 | Acidity | 21PA_WQX | 00436-ACIDITY, MINERAL AS CACO3 | Final |  | 11/20/2014 3:20:24 PM
730297 | 0045 | Nitrate - Automated Cadmium Method | 21NEV1_WQX |  |  |  | 10/29/2018 12:57:23 PM
1621 | 005(A) | Plutonium, Uranium and Thorium in Air | USEPA |  |  |  | 8/12/2006 11:50:00 PM
1622 | 005(BT) | Plutonium, Uranium and Thorium in Tissue | USEPA |  |  |  | 8/12/2006 11:50:00 PM
1623 | 005(S) | Plutonium, Uranium and Thorium in Soil | USEPA | in Sediment |  |  | 8/12/2006 11:50:00 PM
1624 | 005(W) | Plutonium, Uranium and Thorium in Water | USEPA | in Water |  |  | 8/12/2006 11:50:00 PM
730302 | 0050 | NV Method 0050 Undefined | 21NEV1_WQX |  |  |  | 10/29/2018 12:57:26 PM
19494 | 00500 | Solids | 21PA_WQX | 00500-TOTAL SOLIDS | Final |  | 11/20/2014 3:21:36 PM
19360 | 00515 | Dissolved Solids | 21PA_WQX | 00515-RESIDUE, DISSOLVED @105 C*** | Final |  | 10/6/2016 10:12:58 AM
730306 | 0052 | NV Method 0052 Undefined | 21NEV1_WQX |  |  |  | 10/29/2018 1:05:04 PM
19361 | 00530 | Residue | 21PA_WQX | 00530-TOTAL SUSPENDED SOLIDS | Final |  | 1/6/2019 10:06:41 AM
548298 | 00530 | Residue | WQXTEST | 00530-TOTAL SUSPENDED SOLIDS | Final |  | 10/31/2014 9:35:03 AM
19477 | 00545 | Solids | 21PA_WQX | 00545-SETTLEABLE SOLIDS | Final |  | 11/20/2014 3:15:03 PM
19435 | 00556H | Oil & Grease | 21PA_WQX | 00556H-OIL AND GREASE METHOD 1664 (HEXANE) | Final |  | 11/20/2014 3:14:59 PM
548300 | 00600A | Nitrogen | WQXTEST | 00600A-Total Nitrogen as N * | Final |  | 4/17/2018 7:16:28 PM
19349 | 00600A | Nitrogen | 21PA_WQX | 00600A-Total Nitrogen as N | Final |  | 1/6/2019 10:06:41 AM
548295 | 00602A | Nitrogen | WQXTEST | 00602A-Dissolved Nitrogen as N * | Final |  | 10/31/2014 9:35:03 AM
19348 | 00602A | Nitrogen | 21PA_WQX | 00602A-Dissolved Nitrogen as N | Final |  | 1/6/2019 10:06:41 AM
63010 | 00605A | Nitrogen, Organic Total | 21PA_WQX | 088-DRBC - STREAMS |  |  | 11/20/2009 9:36:36 AM
19335 | 00608A | Ammonia | 21PA_WQX | 00608A-AMMONIA DISSOLVED AS NITROGEN | Final |  | 1/6/2019 10:06:41 AM
548280 | 00608A | Ammonia | WQXTEST | 00608A-AMMONIA DISSOLVED AS NITROGEN | Final |  | 10/23/2017 1:01:34 PM
19340 | 00610A | Ammonia | 21PA_WQX | 00610A-AMMONIA TOTAL AS NITROGEN | Final |  | 1/6/2019 10:06:41 AM
548296 | 00610A | Ammonia | WQXTEST | 00610A-AMMONIA TOTAL AS NITROGEN | Final |  | 10/31/2014 9:35:01 AM
19430 | 00613A | NOX | 21PA_WQX | 00613A-Dissolved Nitrite Nitrogen - Colorimetric | Final |  | 11/20/2014 3:21:36 PM
19364 | 00615 | Nitrite | 21PA_WQX | 00615-Total Nitrite Nitrogen-Ion Chromatograph | Final |  | 1/6/2019 10:06:44 AM
548319 | 00615 | Nitrite | WQXTEST | 00615-Total Nitrite Nitrogen-Ion Chromatograph | Final |  | 10/31/2014 9:35:08 AM
19431 | 00615A | Nitrite | 21PA_WQX | 00615A-Total Nitrite Nitrogen-Colorimetric | Final |  | 1/6/2019 10:09:51 AM
19432 | 00618A | Nitrate (No3) | 21PA_WQX | 00618A-Dissolved Nitrate Nitrogen - Colorimetric | Final |  | 11/20/2014 3:21:37 PM
548324 | 00620 | Nitrate (No3) | WQXTEST | 00620-Total Nitrate Nitrogen-Ion Chromatograph | Final |  | 4/17/2018 7:16:29 PM
19366 | 00620 | Nitrate (No3) | 21PA_WQX | 00620-Total Nitrate Nitrogen-Ion Chromatograph | Final |  | 1/6/2019 10:06:44 AM
19433 | 00620A | Nitrate (No3) | 21PA_WQX | 00620A-Total Nitrate Nitrogen-Colorimetric | Final |  | 1/6/2019 10:09:51 AM
20095 | 00623A | Dissolved Kjeldahl Nitrogen | 21PA_WQX | 697 |  |  | 6/2/2014 12:06:09 PM
20096 | 00625A | Total Kjeldahl Nitrogen | 21PA_WQX | 697 |  |  | 6/2/2014 12:06:09 PM
548299 | 00630A | NOX | WQXTEST | 00630A-Total Nitrate & Nitrite Nitrogen | Final |  | 10/31/2014 9:35:01 AM
19351 | 00630A | NOX | 21PA_WQX | 00630A-Total Nitrate & Nitrite Nitrogen | Final |  | 1/6/2019 10:06:41 AM
19350 | 00631A | NOX | 21PA_WQX | 00631A-Dissolve Nitrate & Nitrite Nitrogen | Final |  | 1/6/2019 10:06:41 AM
548277 | 00631A | NOX | WQXTEST | 00631A-Dissolve Nitrate & Nitrite Nitrogen | Final |  | 10/23/2017 1:01:34 PM
19355 | 00665A | Phosphorous | 21PA_WQX | 00665A-Total Phosphorus as P | Final |  | 1/6/2019 10:06:41 AM
548278 | 00665A | Phosphorous | WQXTEST | 00665A-Total Phosphorus as P | Final |  | 10/31/2014 9:35:01 AM
548285 | 00666A | Phosphorus | WQXTEST | 00666A-Dissolved Phosphorus as P | Final |  | 10/31/2014 9:35:01 AM
19354 | 00666A | Phosphorus | 21PA_WQX | 00666A-Dissolved Phosphorus as P | Final |  | 1/6/2019 10:06:41 AM
548292 | 00671A | Phosphorous | WQXTEST | 00671A-Dissolve Ortho Phosphorus | Final |  | 10/23/2017 1:01:34 PM
19389 | 00671A | Phosphorous | 21PA_WQX | 00671A-Dissolve Ortho Phosphorus | Final |  | 1/6/2019 10:06:41 AM
548283 | 00680 | C | WQXTEST | 00680-Total Organic Carbon | Final |  | 10/31/2014 9:35:02 AM
19352 | 00680 | C | 21PA_WQX | 00680-Total Organic Carbon | Final |  | 1/6/2019 10:06:41 AM
19482 | 00681 | C | 21PA_WQX | 00681-Dissolved Organic Carbon | Final |  | 1/6/2017 10:30:43 AM
548333 | 00681 | C | WQXTEST | 00681-Dissolved Organic Carbon | Final |  | 10/23/2017 1:01:34 PM
19383 | 00719A | Cyanide Compounds | 21PA_WQX | 00719A-CYANIDE, FREE, HARRISBURG METHOD | Final |  | 11/20/2014 3:14:38 PM
19491 | 00720A | Cyanide Compounds | 21PA_WQX | 00720A-CYANIDE, TOTAL, UV DIGESTION | Final |  | 11/20/2014 3:18:24 PM
19496 | 00720D | Cyanide Compounds | 21PA_WQX | 00720D-Total Cyanide | Final |  | 11/20/2014 3:14:38 PM
1625 | 008(BT) | Strontium-89 and Strontium-90 in Tissue | USEPA |  |  |  | 8/12/2006 11:50:00 PM
1626 | 008(S) | Strontium-89 and Strontium-90 in Soil | USEPA | in Sediment |  |  | 8/12/2006 11:50:00 PM
1627 | 008(V) | Strontium-89 and Strontium-90 in Plants | USEPA |  |  |  | 8/12/2006 11:50:00 PM
1628 | 008(W) | Strontium-89 and Strontium-90 in Water | USEPA | in Water |  |  | 8/12/2006 11:50:00 PM
548270 | 00900 | Hardness | WQXTEST | 00900-HARDNESS, TOTAL (CALCULATED) | Final |  | 10/31/2014 9:35:02 AM
19344 | 00900 | Hardness | 21PA_WQX | 00900-HARDNESS, TOTAL (CALCULATED) | Final |  | 1/6/2019 10:06:41 AM
558002 | 00900A | Hardness | 21PA_WQX | 00900A-HARDNESS, TOTAL AS CACO3 | Final |  | 11/20/2014 3:20:05 PM
19376 | 00915A | Calcium | 21PA_WQX | 00915A-CALCIUM, DISSOLVED (WATER & WASTE) BY ICP | Final |  | 1/6/2019 10:06:48 AM
548312 | 00915A | Calcium | WQXTEST | 00915A-CALCIUM, DISSOLVED (WATER & WASTE) BY ICP | Final |  | 10/31/2014 9:35:17 AM
19341 | 00916A | Calcium | 21PA_WQX | 00916A-CALCIUM, TOTAL (WATER & WASTE) BY ICP | Final |  | 1/6/2019 10:06:41 AM
548274 | 00916A | Calcium | WQXTEST | 00916A-CALCIUM, TOTAL (WATER & WASTE) BY ICP | Final |  | 10/31/2014 9:35:02 AM
548313 | 00925A | Magnesium | WQXTEST | 00925A-MAGNESIUM, DISSOLVED (WATER & WASTE) BY ICP | Final |  | 10/31/2014 9:35:17 AM
19378 | 00925A | Magnesium | 21PA_WQX | 00925A-MAGNESIUM, DISSOLVED (WATER & WASTE) BY ICP | Final |  | 1/6/2019 10:06:48 AM
548297 | 00927A | Magnesium | WQXTEST | 00927A-MAGNESIUM, TOTAL (WATER & WASTE) BY ICP | Final |  | 10/31/2014 9:35:02 AM
19346 | 00927A | Magnesium | 21PA_WQX | 00927A-MAGNESIUM, TOTAL (WATER & WASTE) BY ICP | Final |  | 1/6/2019 10:06:41 AM
548305 | 00929A | Sodium | WQXTEST | 00929A-SODIUM, TOTAL (WATER & WASTE) BY ICP | Final |  | 10/31/2014 9:35:02 AM
19434 | 00929A | Sodium | 21PA_WQX | 00929A-SODIUM, TOTAL (WATER & WASTE) BY ICP | Final |  | 1/6/2019 10:06:41 AM
19920 | 00937A | Potassium | 21PA_WQX | 00937A-POTASSIUM, TOTAL (WATER & WASTE) BY ICP | Final |  | 1/6/2019 10:06:41 AM
548332 | 00937A | Potassium | WQXTEST | 00937A-POTASSIUM, TOTAL (WATER & WASTE) BY ICP * | Final |  | 10/23/2017 1:01:35 PM
19393 | 00940 | Chloride | 21PA_WQX | 00940-Total Chloride-Ion Chromatograph | Final |  | 1/6/2019 10:06:41 AM
548291 | 00940 | Chloride | WQXTEST | 00940-Total Chloride-Ion Chromatograph | Final |  | 10/31/2014 9:35:02 AM
19493 | 00940A | Chloride | 21PA_WQX | 00940A-Total Chloride-Colorimetric | Final |  | 11/20/2014 3:21:36 PM
19358 | 00945 | Sulfate | 21PA_WQX | 00945-Total Sulfate-Ion Chromatograph | Final |  | 1/6/2019 10:06:41 AM
548284 | 00945 | Sulfate | WQXTEST | 00945-Total Sulfate-Ion Chromatograph | Final |  | 10/31/2014 9:35:02 AM
19486 | 00945A | Sulfate | 21PA_WQX | 00945A-Total Sulfate-Colorimetric | Final |  | 11/20/2014 3:14:44 PM
19384 | 00951 | Fluoride | 21PA_WQX | 00951-Total Fluoride-Ion Chromatograph | Final |  | 7/6/2016 2:39:27 PM
110136 | 01-Nit | Nitrate | ANTIX_WQX | Chromatropic acid to find nitrate content (mg/L) by colorimetry |  |  | 1/10/2014 11:48:51 AM
19390 | 01000H | Arsenic | 21PA_WQX | 01000H-ARSENIC, DISSOLVED (WATER & WASTE) BY ICPMS | Final |  | 1/6/2019 10:06:51 AM
548310 | 01000H | Arsenic | WQXTEST | 01000H-ARSENIC, DISSOLVED (WATER & WASTE) BY ICPMS | Final |  | 10/23/2017 1:01:35 PM
19442 | 01002H | Arsenic | 21PA_WQX | 01002H-ARSENIC, TOTAL (WATER & WASTE) BY ICPMS | Final |  | 11/20/2014 3:15:01 PM
548369 | 01002H | ARSENIC, TOTAL (WATER & WASTE) BY ICPMS | WQXTEST | 046 |  |  | 5/5/2014 8:54:22 AM
19495 | 01007A | Barium | 21PA_WQX | 01007A-BARIUM, TOTAL (WATER & WASTE) BY ICP | Final |  | 1/6/2019 10:06:43 AM
548306 | 01007A | Barium | WQXTEST | 01007A-BARIUM, TOTAL (WATER & WASTE) BY ICP | Final |  | 10/31/2014 9:35:02 AM
19392 | 01007H | Barium | 21PA_WQX | 01007H-BARIUM, TOTAL (WATER & WASTE) BY ICPMS | Final |  | 1/6/2019 10:06:51 AM
548321 | 01007H | Barium | WQXTEST | 01007H-BARIUM, TOTAL (WATER & WASTE) BY ICPMS | Final |  | 10/31/2014 9:35:20 AM
557999 | 01012A | Beryllium Compounds | 21PA_WQX | 01012A-BERYLLIUM, TOTAL (WATER & WASTE) BY ICP | Final |  | 11/20/2014 3:15:08 PM
143181 | 01022K | Boron | 21PA_WQX | 01022K-BORON, TOTAL (WATER & WASTE) BY ICP | Final |  | 1/6/2019 10:06:43 AM
548307 | 01022K | Boron | WQXTEST | 01022K-BORON, TOTAL (WATER & WASTE) BY ICP | Final |  | 10/31/2014 9:35:02 AM
557997 | 01025A | Cadmium | 21PA_WQX | 01025A-CADMIUM, DISSOLVED (WATER & WASTE) BY ICP | Final |  | 11/20/2014 3:14:42 PM
548317 | 01025H | Cadmium | WQXTEST | 01025H-CADMIUM, DISSOLVED (WATER & WASTE) BY ICPMS | Final |  | 10/31/2014 9:35:20 AM
19391 | 01025H | Cadmium | 21PA_WQX | 01025H-CADMIUM, DISSOLVED (WATER & WASTE) BY ICPMS | Final |  | 1/6/2019 10:06:51 AM
19428 | 01027A | Cadmium | 21PA_WQX | 01027A-CADMIUM, TOTAL (WATER & WASTE) BY ICP | Final |  | 11/20/2014 3:14:41 PM
19443 | 01027H | Cadmium | 21PA_WQX | 01027H-CADMIUM, TOTAL (WATER & WASTE) BY ICPMS | Final |  | 11/20/2014 3:15:02 PM
557998 | 01030A | Chromium Compounds | 21PA_WQX | 01030A-CHROMIUM, DISSOLVED (WATER & WASTE) BY ICP | Final |  | 11/20/2014 3:14:42 PM
19497 | 01032 | Chromium Compounds | 21PA_WQX | 01032-CHROMIUM, HEXAVALENT | Final |  | 11/20/2014 3:16:30 PM
19473 | 01032A | Hexavalent Chromium | 21PA_WQX | 01032A-Hexavalent Chromium-Ion Chromatograph | Final |  | 11/20/2014 3:15:02 PM
19429 | 01034A | Chromium Compounds | 21PA_WQX | 01034A-CHROMIUM, TOTAL (WATER & WASTE) BY ICP | Final |  | 11/20/2014 3:14:41 PM
19472 | 01034H | Chromium Compounds | 21PA_WQX | 01034H-CHROMIUM, TOTAL (WATER & WASTE) BY ICPMS | Final |  | 11/20/2014 3:15:02 PM
19447 | 01040A | Copper | 21PA_WQX | 01040A-COPPER, DISSOLVED (WATER & WASTE) BY ICP | Final |  | 11/20/2014 3:14:42 PM
19368 | 01040H | Copper | 21PA_WQX | 01040H-COPPER, DISSOLVED (WATER & WASTE) BY ICPMS | Final |  | 1/6/2019 10:06:48 AM
548326 | 01040H | Copper | WQXTEST | 01040H-COPPER, DISSOLVED (WATER & WASTE) BY ICPMS | Final |  | 10/31/2014 9:35:16 AM
19342 | 01042A | Copper | 21PA_WQX | 01042A-COPPER, TOTAL (WASTER & WASTE) BY ICP | Final |  | 1/6/2015 3:14:03 PM
19369 | 01042H | Copper | 21PA_WQX | 01042H-COPPER, TOTAL (WATER & WASTE) BY ICPMS | Final |  | 1/6/2019 10:06:41 AM
548286 | 01042H | Copper | WQXTEST | 01042H-COPPER, TOTAL (WATER & WASTE) BY ICPMS | Final |  | 10/31/2014 9:35:02 AM
548275 | 01045A | Iron | WQXTEST | 01045A-IRON, TOTAL (WATER & WASTE) BY ICP | Final |  | 10/31/2014 9:35:02 AM
19345 | 01045A | Iron | 21PA_WQX | 01045A-IRON, TOTAL (WATER & WASTE) BY ICP | Final |  | 1/6/2019 10:06:41 AM
548323 | 01046A | Iron | WQXTEST | 01046A-IRON, DISSOLVED (WATER & WASTE) BY ICP | Final |  | 10/31/2014 9:35:17 AM
19377 | 01046A | Iron | 21PA_WQX | 01046A-IRON, DISSOLVED (WATER & WASTE) BY ICP | Final |  | 1/6/2019 10:06:48 AM
548309 | 01049H | Lead | WQXTEST | 01049H-LEAD, DISSOLVED (WATER & WASTE) BY ICPMS | Final |  | 10/31/2014 9:35:17 AM
19370 | 01049H | Lead | 21PA_WQX | 01049H-LEAD, DISSOLVED (WATER & WASTE) BY ICPMS | Final |  | 1/6/2019 10:06:48 AM
548287 | 01051H | Lead | WQXTEST | 01051H-LEAD, TOTAL (WATER & WASTE) BY ICPMS | Final |  | 10/31/2014 9:35:02 AM
19336 | 01051H | Lead | 21PA_WQX | 01051H-LEAD, TOTAL (WATER & WASTE) BY ICPMS | Final |  | 1/6/2019 10:06:41 AM
19347 | 01055A | Manganese | 21PA_WQX | 01055A-MANGANESE, TOTAL (WATER & WASTE) BY ICP | Final |  | 1/6/2019 10:06:41 AM
548289 | 01055A | Manganese | WQXTEST | 01055A-MANGANESE, TOTAL (WATER & WASTE) BY ICP | Final |  | 10/31/2014 9:35:02 AM
548311 | 01055H | Manganese | WQXTEST | 01055H-MANGANESE, TOTAL (WATER & WASTE) BY ICPMS | Final |  | 10/31/2014 9:35:17 AM
19380 | 01055H | Manganese | 21PA_WQX | 01055H-MANGANESE, TOTAL (WATER & WASTE) BY ICPMS | Final |  | 1/6/2019 10:06:48 AM
19448 | 01056A | Manganese | 21PA_WQX | 01056A-MANGANESE, DISSOLVED (WATER & WASTE) BY ICP | Final |  | 1/6/2019 10:06:52 AM
548315 | 01056H | Manganese | WQXTEST | 01056H-MANGANESE, DISSOLVED (WATER & WASTE) BY ICPMS | Final |  | 10/31/2014 9:35:17 AM
19379 | 01056H | Manganese | 21PA_WQX | 01056H-MANGANESE, DISSOLVED (WATER & WASTE) BY ICPMS | Final |  | 1/6/2019 10:06:48 AM
557996 | 01057H | Thallium | 21PA_WQX | 01057H-THALLIUM, DISSOLVED (WATER & WASTE) BY ICPMS | Final |  | 11/20/2014 3:14:42 PM
19449 | 01065A | Nickel | 21PA_WQX | 01065A-NICKEL, DISSOLVED (WATER & WASTE) BY ICP | Final |  | 1/6/2019 10:06:52 AM
19371 | 01065H | Nickel | 21PA_WQX | 01065H-NICKEL, DISSOLVED (WATER & WASTE) BY ICPMS | Final |  | 1/6/2019 10:06:48 AM
548318 | 01065H | Nickel | WQXTEST | 01065H-NICKEL, DISSOLVED (WATER & WASTE) BY ICPMS | Final |  | 10/31/2014 9:35:17 AM
19337 | 01067A | Nickel | 21PA_WQX | 01067A-NICKEL, TOTAL (WATER & WASTE) BY ICP | Final |  | 1/6/2019 10:06:41 AM
548290 | 01067A | Nickel | WQXTEST | 01067A-NICKEL, TOTAL (WATER & WASTE) BY ICP | Final |  | 10/31/2014 9:35:02 AM
548322 | 01067H | Nickel | WQXTEST | 01067H-NICKEL, TOTAL (WATER & WASTE) BY ICPMS | Final |  | 10/31/2014 9:35:17 AM
19381 | 01067H | Nickel | 21PA_WQX | 01067H-NICKEL, TOTAL (WATER & WASTE) BY ICPMS | Final |  | 1/6/2019 10:06:48 AM
19478 | 01075A | Silver | 21PA_WQX | 01075A-SILVER, DISSOLVED (WATER & WASTE) BY ICP | Final |  | 11/20/2014 3:22:47 PM
19479 | 01075H | Silver | 21PA_WQX | 01075H-SILVER, DISSOLVED (WATER & WASTE) BY ICPMS | Final |  | 11/20/2014 3:15:02 PM
558004 | 01077A | Silver | 21PA_WQX | 01077A-SILVER, TOTAL (WATER & WASTE) BY ICP | Final |  | 11/20/2014 3:22:47 PM
19480 | 01077H | Silver | 21PA_WQX | 01077H-SILVER, TOTAL (WATER & WASTE) BY ICPMS | Final |  | 11/20/2014 3:15:02 PM
548304 | 01082A | Strontium | WQXTEST | 01082A-STRONTIUM, TOTAL (WATER & WASTE) BY ICP * | Final |  | 10/31/2014 9:35:02 AM
143180 | 01082A | Strontium | 21PA_WQX | 01082A-STRONTIUM, TOTAL (WATER & WASTE) BY ICP | Final |  | 1/6/2019 10:06:43 AM
558000 | 01087A | Vanadium | 21PA_WQX | 01087A-VANADIUM, TOTAL (WATER & WASTE) BY ICP | Final |  | 11/20/2014 3:15:08 PM
19450 | 01090A | Zinc | 21PA_WQX | 01090A-ZINC, DISSOLVED (WATER & WASTE) BY ICP | Final |  | 1/6/2019 10:06:52 AM
19372 | 01090H | Zinc | 21PA_WQX | 01090H-ZINC, DISSOLVED (WATER & WASTE) BY ICPMS | Final |  | 1/6/2019 10:06:48 AM
548327 | 01090H | Zinc | WQXTEST | 01090H-ZINC, DISSOLVED (WATER & WASTE) BY ICPMS | Final |  | 10/31/2014 9:35:16 AM
19338 | 01092A | Zinc | 21PA_WQX | 01092A-ZINC, TOTAL (WATER & WASTE) BY ICP | Final |  | 1/6/2019 10:06:41 AM
548271 | 01092A | Zinc | WQXTEST | 01092A-ZINC, TOTAL (WATER & WASTE) BY ICP | Final |  | 10/31/2014 9:35:03 AM
548320 | 01092H | Zinc | WQXTEST | 01092H-ZINC, TOTAL (WATER & WASTE) BY ICPMS | Final |  | 10/31/2014 9:35:17 AM
19382 | 01092H | Zinc | 21PA_WQX | 01092H-ZINC, TOTAL (WATER & WASTE) BY ICPMS | Final |  | 1/6/2019 10:06:48 AM
19441 | 01097H | Antimony | 21PA_WQX | 01097H-ANTIMONY, TOTAL (WATER &WASTE) BY ICPMS | Final |  | 11/20/2014 3:15:09 PM
19334 | 01105A | Aluminum | 21PA_WQX | 01105A-ALUMINUM, TOTAL (WATER & WASTE) BY ICP | Final |  | 1/6/2019 10:06:41 AM
548272 | 01105A | Aluminum | WQXTEST | 01105A-ALUMINUM, TOTAL (WATER & WASTE) BY ICP | Final |  | 10/31/2014 9:35:03 AM
548328 | 01105H | Aluminum | WQXTEST | 01105H-ALUMINUM, TOTAL (WATER & WASTE) ICPMS | Final |  | 10/31/2014 9:35:15 AM
19374 | 01105H | Aluminum | 21PA_WQX | 01105H-ALUMINUM, TOTAL (WATER & WASTE) ICPMS | Final |  | 1/6/2019 10:06:44 AM
19446 | 01106A | Aluminum | 21PA_WQX | 01106A-ALUMINUM, DISSOLVED (WATER & WASTE) BY ICP | Final |  | 7/25/2018 11:24:32 AM
548316 | 01106H | Aluminum | WQXTEST | 01106H-ALUMINUM, DISSOLVED (WATER & WASTE) BY ICPMS | Final |  | 10/31/2014 9:35:17 AM
19367 | 01106H | Aluminum | 21PA_WQX | 01106H-ALUMINUM, DISSOLVED (WATER & WASTE) BY ICPMS | Final |  | 1/6/2019 10:06:48 AM
19476 | 01145H | Selenium | 21PA_WQX | 01145H-SELENIUM, DISSOLVED (WATER &WASTE) BY ICPMS | Final |  | 7/6/2016 2:43:39 PM
19444 | 01147H | Selenium | 21PA_WQX | 01147H-SELENIUM, TOTAL (WATER & WASTE) BY ICPMS | Final |  | 1/6/2019 10:06:43 AM
548301 | 01147H | Selenium | WQXTEST | 01147H-SELENIUM, TOTAL (WATER & WASTE) BY ICPMS | Final |  | 10/31/2014 9:35:03 AM
110137 | 02-Pho | Phosphate (Orthophosphate) | ANTIX_WQX | Phosver reagant to find phosphate (orthophosphate) content (mg/L) by colorimetry |  |  | 3/4/2013 1:03:11 PM
110140 | 03-TPh | Total Phosphate | ANTIX_WQX | Phosver reagant and acid persulfate digestion to find total phosphate content (mg/L) by digestion |  |  | 1/10/2014 11:48:51 AM
110133 | 04-Tem | Temperature | ANTIX_WQX | YSI 5560 multiprobe sensor to find temperature (Celsius) |  |  | 1/10/2014 11:48:51 AM
110134 | 05-pH | pH | ANTIX_WQX | YSI 5560 multiprobe sensor to find pH |  |  | 1/10/2014 11:48:51 AM
110135 | 06-DO | Dissolved Oxygen | ANTIX_WQX | YSI 5560 multiprobe sensor to find Dissolved Oxygen (mg/L) |  |  | 1/10/2014 11:48:51 AM
110138 | 07-Con | Specific Conductance | ANTIX_WQX | YSI 5560 multiprobe sensor to find specific conductance (ms/cm) |  |  | 1/10/2014 11:48:51 AM
110139 | 08-Alk | Total Alkalinity (Bicarbonate) | ANTIX_WQX | Phenolphthalein and sulfuric acid titration to find total alkalinity or bicarbonate (mg/L CaCO3) |  |  | 1/10/2014 11:48:52 AM
131905 | 1 | Sodium adsorption ratio [(Na)/(sq root of 1/2 Ca + Mg)] | 1119USBR_WQX | Sodium adsorption ratio [(Na)/(sq root of 1/2 Ca + Mg)] |  |  | 2/15/2019 4:34:22 PM
1629 | 1 | Beta Activity in Airborne Particulates | USEPA |  |  |  | 8/12/2006 11:50:00 PM
730296 | 1 | WREQC-YSI-1 | WREQC_WQX | YSI 660 Multi-probe Field Measurement |  |  | 11/3/2017 11:08:10 AM
532698 | 1.3.1 | Sobek 1.3.1 | SALTCHUCK_WQX | Acid Base Accounting |  |  | 1/24/2014 3:34:16 PM
532694 | 1.3.1_3.2.3 | Net Acid Generating Potential, NP_AP | SALTCHUCK_WQX | Sobek 3.2.3 - Acid Titration Methods found in EPA-600/2-78-054, Field and Laboratory Methods Applicable to Overburdens and Minesoils. March 1978 and ASTM Method E1915 "Standard Test Methods for Analysis of Metal Bearing Ores and Related Materials by Combustion Infrared-Absorption Spectrometry". |  |  | 2/10/2014 8:54:19 PM
131914 | 10 | Depth, Secchi disk depth | 1119USBR_WQX | Depth, Secchi disk depth meters |  |  | 1/25/2019 1:33:38 PM
1630 | 10 | Carbon Monoxide Emissions in Air | USEPA |  |  |  | 8/12/2006 11:50:00 PM
566511 | 10 | EPA 1638 | CEDEN | Determination of Trace Elements in Ambient Waters by ICPMS |  |  | 5/15/2018 11:21:25 PM
5260 | 10-107-04-1-A | Determination of Nitrate/Nitrite in Surface and Wastewaters by Flow Injection Analysis | LACHAT | http://www.uvm.edu/bwrl/lab_docs/protocols/Nitrate_water_lachat.pdf |  |  | 5/20/2014 9:00:00 AM
564018 | 10-107-04-1-A,J | NITRATE/NITRITE | MEDEP_WQX |  |  |  | 3/18/2015 10:55:31 AM
3227 | 10-107-04-1-C | Nitrate and Nitrite Cadmium reduction method | LACHAT |  |  |  | 9/19/2012 6:32:41 PM
5333 | 10-107-04-1-D | Nitrate and Nitrite - Cadmium reduction method | LACHAT |  |  |  | 2/5/2016 8:36:20 AM
5261 | 10-107-04-1-J | Ultra Low Flow Methods | LACHAT | http://www.lachatinstruments.com/download/Ultra-Low-Flow-Datapack_9-09.pdf |  |  | 5/20/2014 9:00:00 AM
5265 | 10-107-04-1-O | Nitrate and Nitrite Cadmium Reduction Method (Sulfanilamide/NED) | LACHAT | URL: http://www.lachatinstruments.com/download/LL022-Rev-7.pdf |  |  | 6/17/2014 3:00:00 PM
5277 | 10-107-04-3-P | Total Nitrogen by In-Line UV/Persulfate Digestion and Oxidation with Flow Injection Analysis | LACHAT |  |  |  | 10/28/2014 12:00:00 AM
5302 | 10-107-04-4-A | Total Nitrogen; manual alkaline persulfate digestion; low-flow method. Cadmium reduction. Sulfanilamide/NED 520nm. | LACHAT | http://www.lachatinstruments.com/download/LL022_Methods-List_Rev%206.pdf |  |  | 1/14/2015 12:47:48 PM
5281 | 10-107-04-4-B | Total Nitrogen using Persulfate Block Digestion and Cadmium Reduction | LACHAT | http://www.lachatinstruments.com/download/LL022_Methods-List_Rev%206.pdf |  |  | 11/18/2014 12:00:00 AM
763092 | 10-107-06-1-B | Alkaline Phenol‐based method; 0.2% H2SO4 preserved samples | LACHAT | This method covers the determination of ammonia in drinking, ground,surface, and saline waters, domestic and industrial wastes. Determination of ammonia nitrogen by semi-automated colorimetry. https://www.hach.com/asset-get.download.jsa?id=32128559557 |  |  | 10/22/2018 8:27:03 AM
3229 | 10-107-06-1-J | Ammonia- Alkaline phenol-based method | LACHAT |  |  |  | 9/19/2012 6:32:41 PM
5275 | 10-107-06-1-K | Ammonia - Alkaline Phenol‐based method; Low‐flow method | LACHAT |  |  |  | 10/28/2014 12:00:00 AM
5334 | 10-107-06-2-A | Ammonia - Sodium salicylate-based method | LACHAT |  |  |  | 2/5/2016 8:36:20 AM
5273 | 10-107-06-2-B | Ammonia - Sodium Salicylate-based method | LACHAT | URL: http://www.lachatinstruments.com/download/LL022-Rev-7.pdf |  |  | 8/7/2014 12:00:00 AM
3228 | 10-107-06-2-E | Kjeldahl nitrogen- Mercury catalyst | LACHAT |  |  |  | 9/19/2012 6:32:41 PM
5284 | 10-107-06-2-H | Kjeldahl Nitrogen Methods (TKN) for Automated Ion Analyzers | LACHAT | http://www.lachatinstruments.com/download/LL022_Methods-List_Rev%206.pdf |  |  | 12/3/2014 10:36:54 AM
5266 | 10-107-06-2-M | Kjeldahl Nitrogen with Copper Catalyst | LACHAT | URL: http://www.lachatinstruments.com/download/LL022-Rev-7.pdf |  |  | 6/17/2014 3:00:00 PM
5269 | 10-107-06-2-O | Ammonia - Sodium salicylate-based method | LACHAT | URL: (page 19 on pdf): http://www.lachatinstruments.com/download/LL022-Rev-7.pdf |  |  | 6/19/2014 7:00:00 AM
5282 | 10-107-06-3-D | Ammonia - Automated Colorimetric (Sodium Salycilate-based method) | LACHAT | http://www.lachatinstruments.com/download/LL022_Methods-List_Rev%206.pdf |  |  | 12/3/2014 10:16:55 AM
3235 | 10-109-12-2-A | Fluoride in Water and Wastewater | LACHAT |  |  |  | 9/24/2012 1:34:07 PM
3230 | 10-115-01-1-B | Orthophosphate- Molybdate based method | LACHAT |  |  |  | 9/19/2012 6:32:41 PM
3231 | 10-115-01-1-F | Total Phosphorus- Manual persulfate digest | LACHAT |  |  |  | 9/19/2012 6:32:57 PM
5268 | 10-115-01-1-O | Orthophosphate - Molybdate-based method | LACHAT | URL: (page 48 on pdf): http://www.lachatinstruments.com/download/LL022-Rev-7.pdf |  |  | 6/19/2014 7:00:00 AM
5267 | 10-115-01-2-B | Kjeldahl Phosphorus with Copper Catalyst | LACHAT | URL: http://www.lachatinstruments.com/download/LL022-Rev-7.pdf |  |  | 6/17/2014 3:00:00 PM
5283 | 10-115-01-4-B | Total Phosphorus by Block Digestion and Flow Injection Analysis (Molybdate-based method) | LACHAT | http://www.lachatinstruments.com/download/LL022_Methods-List_Rev%206.pdf |  |  | 12/3/2014 10:16:56 AM
3232 | 10-117-07-1-A | Chloride Low-flow method follows standard methods (4500-CI-G) | LACHAT |  |  |  | 9/19/2012 6:32:57 PM
3233 | 10-117-07-1-B | Chloride Low-flow method ISO (15682) | LACHAT |  |  |  | 9/19/2012 6:32:57 PM
3234 | 10-204-00-1-X | Cyanide MicroDIST® method; 0.25 M NaOH matrix following digestion | LACHAT |  |  |  | 9/19/2012 6:32:59 PM
5262 | 10-308-00-1-A | Determination of Color in Water | LACHAT | http://www.lachatinstruments.com/download/LL022Rev5.pdf |  |  | 5/20/2014 9:00:00 AM
3236 | 10-510-00-1-A | Determination of anions in wastes and solid extracts | LACHAT |  |  |  | 9/24/2012 1:34:07 PM
3237 | 10-511-00-1-A | Rapid anions method; multirange method | LACHAT |  |  |  | 9/24/2012 1:34:09 PM
110132 | 10-Dep | Depth | ANTIX_WQX | Yardstick to measure depth of water (in) |  |  | 3/4/2013 12:51:19 PM
566573 | 100 | JACR97_3247-3272 | CEDEN | "Chemical Reviews_used by DFG-WPCL 1997, 97,3247-3272 Institute of Applied physical chemistry, Research center GmbH, Germany" |  |  | 3/18/2016 4:23:52 PM
565384 | 100 | Direct Measurement Method | CHICKALOONNATIVEVILLAGE_WQX | Direct Measurement Method |  |  | 9/29/2015 4:18:19 PM
514133 | 100 nitrogen | Total Nitrogen Calculated | CPNWATER | Total nitrogen calculated as the sum of concentrations of Kjeldahl nitrogen and inorganic nitrogen (nitrate and nitrite) |  |  | 1/11/2019 4:13:26 PM
520984 | 100 total nitrogen | calculated total | DelawareNation | total calculated by adding kjeldahl nitrogen and nitrate plus nitrite |  |  | 1/11/2019 4:23:23 PM
115313 | 100.1 | Analytical Method For Determination Of Asbestos Fibers In Water | USEPA | 100.1 ~ EPA-NERL ; Asbestos in Water by TEM |  | https://www.nemi.gov/methods/method_summary/5757/ | 11/19/2010 2:14:21 PM
3239 | 100.2 | Chironomus tentans 10-d Survival and Growth test for sediments | USEPA | 100.2 ~ EPA-NERL ; Asbestos in Water by TEM |  | https://www.nemi.gov/methods/method_summary/5758/ | 1/28/2013 1:44:00 PM
891 | 1000 | Allyl Chlorine by GC/FID | NIOSH |  |  |  | 8/12/2006 11:50:00 PM
110086 | 1000.0 | Fathead Minnow, PIMEPHALES PROMELAS, LARVAL SURVIVAL AND GROWTH TEST | USEPA |  |  |  | 12/28/2010 4:28:38 PM
3002 | 10001 | Nitrogen, Ammonia, Electrode | HACH |  |  |  | 2/20/2007 1:19:59 PM
3003 | 10002 | Nitrogen, Ammonia, Electrode, Known Addition | HACH |  |  |  | 2/20/2007 1:19:59 PM
3004 | 1001 | Determination of Lead, for use in Lead and Copper Rule compliance monitoring | HACH |  |  |  | 2/20/2007 1:19:59 PM
892 | 1001 | Methyl Chloride by GC/FID | NIOSH |  |  |  | 8/12/2006 11:50:00 PM
3005 | 10018 | Total and Fecal Coliforms, E. Coli, P/A | HACH |  |  |  | 2/20/2007 1:19:59 PM
5270 | 10019 | Nitrite, Diazotization Method, Low Range, Test N Tube | HACH | URL: http://http://www.hach.com/asset-get.download.jsa?id=7639983742 |  |  | 6/19/2014 7:00:00 AM
531064 | 10019 | Nitrite, Diazotization Method, Low Range, Test 'N Tube | MNPCA |  |  |  | 3/5/2014 2:13:14 PM
893 | 1002 | beta-Chloroprene by GC/FID | NIOSH |  |  |  | 8/12/2006 11:50:00 PM
20077 | 1002 | Arsenic As total (ug/L) | 21NC03WQ | ARSENIC TOTAL (UG/L AS AS) |  |  | 5/13/2009 2:47:40 PM
3225 | 1002-8-2009 | Dissolved Oxygen (DO) Measurement by Optical Probe | USEPA |  |  |  | 7/17/2012 5:15:41 PM
110087 | 1002.0 | DAPHNID, CERIODAPHNIA DUBIA, SURVIVAL AND REPRODUCTION TEST | USEPA |  |  |  | 12/28/2010 4:28:38 PM
743091 | 10020 | Nitrate, Chromotropic Acid Method | HACH |  |  |  | 12/5/2017 3:40:17 PM
733480 | 10021 | Nitrogen, Total Inorganic by Titanium Trichloride Reduction Method | HACH |  |  |  | 2/8/2017 9:56:41 AM
3205 | 10023 | Ammonia Salicylate Method 0.02-2.50 mg/l | HACH |  |  |  | 1/5/2012 12:11:19 PM
3006 | 10027 | Fecal Coliforms, MPN (sludges) | HACH |  |  |  | 2/20/2007 1:19:59 PM
3007 | 10028 | Fecal Coliforms, MPN (sludges) | HACH |  |  |  | 2/20/2007 1:19:59 PM
547650 | 10029 | EPA 10029- E.coli | 21FLHILL_WQX |  |  |  | 4/23/2014 9:33:31 AM
110616 | 10029 | m-ColiBlue24 Method of the Determination of Total | KAWNATON_WQX | null | null |  | 1/30/2014 11:57:35 AM
3008 | 10029 | m-ColiBlue24 Method of the Determination of Total Coliforms and E. coli | HACH | 10029 ~ Hach Co. ; E. coli by m-ColiBlue24 Broth Procedure for Membrane Filtration |  | https://www.nemi.gov/methods/method_summary/5577/ | 2/20/2007 1:19:59 PM
743088 | 1002G | Chlorophyll a, Monochromatic by Spectrometry | APHA |  |  |  | 12/5/2017 3:36:43 PM
894 | 1003 | Halogenated Hydrocarbons by GC/FID | NIOSH |  |  |  | 8/12/2006 11:50:00 PM
3206 | 10031 | Ammonia Salicylate Method 0.4-50 mg/l | HACH |  |  |  | 1/5/2012 12:11:19 PM
895 | 1004 | Dichloroethyl Ether by GC/FID | NIOSH |  |  |  | 8/12/2006 11:50:00 PM
896 | 1005 | Methylene Chloride by GC/FID | NIOSH |  |  |  | 8/12/2006 11:50:00 PM
5257 | 1005 | TOTAL PETROLEUM HYDROCARBONS TNRCC Method 1005 Revision 03 | TNRCC | http://www.tceq.state.tx.us/assets/public/compliance/compliance_support/qa/1005_final.pdf |  |  | 3/28/2014 8:50:00 AM
540099 | 1005 M | TNRCC Method 1005 | ABSHAWNEE | TEXAS NATURAL RESOURCE CONSERVATION COMMISSION TOTAL PETROLEUM HYDROCARBONS TNRCC Method 1005 Revision 03 June 1, 2001 |  |  | 12/4/2014 3:15:17 PM
897 | 1006 | Fluorotrichloromethane by GC/FID | NIOSH |  |  |  | 8/12/2006 11:50:00 PM
898 | 1007 | Vinyl Chloride by GC/FID | NIOSH |  |  |  | 8/12/2006 11:50:00 PM
5298 | 10071 | Persulfate Digestion Method | HACH |  |  |  | 12/16/2014 9:04:00 AM
557131 | 10071 | Method name place holder | WQXTEST |  |  |  | 10/29/2014 1:14:27 PM
566678 | 10071 | Nitrogen | UTEMTN | Persulfate Digestion Method. HACH procedure. |  |  | 4/9/2018 7:25:40 PM
110066 | 10071 | Persulfate Digestion Method for Total Nitrogen | SKOKDATA_WQX |  |  |  | 12/10/2010 1:38:07 PM
3207 | 10072 | Nitrogen, Total Persulfate Digestion Method 20-100 mg/l | HACH |  |  |  | 1/5/2012 12:11:19 PM
899 | 1008 | Ethylene Dibromide by GC/ECD | NIOSH |  |  |  | 8/12/2006 11:50:00 PM
900 | 1009 | Vinyl Bromide by GC/FID | NIOSH |  |  |  | 8/12/2006 11:50:00 PM
1631 | 101 | Gaseous Mercury in Air by CVAA | USEPA |  |  |  | 8/12/2006 11:50:00 PM
3127 | 101 | Total Nitrogen In Water using Persulfate Method | 1VTDECWQ |  |  |  | 1/16/2008 11:47:26 AM
901 | 1010 | Epichlorohydrin by GC/FID | NIOSH |  |  |  | 8/12/2006 11:50:00 PM
5539 | 1010 | Flash Point | USEPA | https://www.epa.gov/hw-sw846/sw-846-test-method-1010a-test-methods-flash-point-pensky-martens-closed-cup-tester |  |  | 3/31/2016 1:15:20 PM
131305 | 10107041C | Nitrate/Nitrite | 21SC60WQ_WQX | NA |  |  | 3/26/2013 10:48:10 AM
131306 | 10107062E | Total Kjeldahl Nitrogen in Water | 21SC60WQ_WQX | NA |  |  | 3/26/2013 10:48:16 AM
902 | 1011 | Ethyl Bromide by GC/FID | NIOSH |  |  |  | 8/12/2006 11:50:00 PM
903 | 1012 | Difluorodibromomethane by GC/FID | NIOSH |  |  |  | 8/12/2006 11:50:00 PM
3208 | 10129 | Total Organic Carbon | HACH |  |  |  | 1/5/2012 12:11:20 PM
904 | 1013 | Propylene Dichloride by GC/ECD | NIOSH |  |  |  | 8/12/2006 11:50:00 PM
905 | 1014 | Methyl Iodide by GC/FID | NIOSH |  |  |  | 8/12/2006 11:50:00 PM
906 | 1015 | Vinylidene Chloride by GC/FID | NIOSH |  |  |  | 8/12/2006 11:50:00 PM
907 | 1016 | 1,1,2-Tetrachloro-2,2-Difluoroethane | NIOSH |  |  |  | 8/12/2006 11:50:00 PM
908 | 1017 | Trifluorobromomethane by GC/FID | NIOSH |  |  |  | 8/12/2006 11:50:00 PM
909 | 1018 | Organics by GC/FID | NIOSH |  |  |  | 8/12/2006 11:50:00 PM
910 | 1019 | 1,1,2,2-Tetrachloroethane by GC/FID | NIOSH |  |  |  | 8/12/2006 11:50:00 PM
1632 | 101A | Gaseous Mercury from Sewage/Sludge Incinerators | USEPA |  |  |  | 8/12/2006 11:50:00 PM
1633 | 102 | Mercury Emissions - Hydrogen Streams | USEPA |  |  |  | 8/12/2006 11:50:00 PM
3124 | 102 | Secchi Transparency | 1VTDECWQ |  |  |  | 1/16/2008 11:39:58 AM
911 | 1020 | 1,1,2-Trichloro-1,2,2-Trifluoroethane | NIOSH |  |  |  | 8/12/2006 11:50:00 PM
109928 | 10200 H | Chlorophyll a | 21FLPOLK_WQX |  |  |  | 12/5/2018 1:10:38 PM
262044 | 10200 H-2b | SM 10200 H-2b | CEDEN |  |  |  | 10/14/2011 1:48:04 PM
532554 | 10200-F | Phytoplankton Counting Techniques | KAWNATON_WQX | null | null |  | 1/30/2014 12:14:29 PM
169 | 10200-F | Phytoplankton Counting Techniques | APHA |  |  |  | 8/12/2006 11:50:00 PM
170 | 10200-G | Zooplankton Counting Techniques | APHA |  |  |  | 8/12/2006 11:50:00 PM
3047 | 10200-H | 10200-H | TCEQMAIN |  |  |  | 9/11/2007 3:14:08 PM
171 | 10200-H | Chlorophyll a-b-c Determination | APHA |  |  |  | 8/12/2006 11:50:00 PM
107209 | 10200-H | Chlorophyll a-b-c Determination | MEDEP_WQX |  |  |  | 5/24/2010 4:47:33 PM
529876 | 10200-H | Chlorophyll a, corrected for pheophytin | 21FLLEON_WQX |  |  |  | 4/12/2013 2:52:29 PM
530299 | 10200-H | Chlorophyll a-b-c Determination | IDEQ_WQX |  |  |  | 1/14/2014 12:05:09 PM
65261 | 10200-H | Chlorophyll a-b-c Determination | KAWNATON_WQX | null | null |  | 1/30/2014 11:55:38 AM
522225 | 10200-H | UNKOWN | SDDENR_WQX |  |  |  | 11/5/2015 2:35:23 PM
529877 | 10200-H (MOD) | Chlorophyll a, corrected for pheophytin | 21FLLEON_WQX |  |  |  | 4/12/2013 2:54:41 PM
215320 | 10200-H MOD | CHLOROPHYLL A-B-C DETERMINATION (MODIFIED) | 11113300 | THE LIMNOLOGY CENTER USES NITROCELLULOSE FILTERS INSTEAD OF FIBERGLASS. NITROCELLULOSE FILTERS BREAK DOWN IN ACETONE AND DO NOT REQUIRE THE GRINDING STEP NECESSARY IF FIBERGLASS FILTERS ARE USED. METHODOLOGY CAN BE FOUND IN THE LIMNOLOGY LAB QA MANUAL. |  |  | 1/7/2019 11:40:49 AM
172 | 10200-I | Determination of Biomass (Standing Crop) | APHA |  |  |  | 8/12/2006 11:50:00 PM
173 | 10200-J | Metabolic Rate Measurements | APHA |  |  |  | 8/12/2006 11:50:00 PM
3094 | 10200H(2) | Chlorophyll a-b-c Determination by spectrophotometer | APHA |  |  |  | 12/20/2007 10:51:52 AM
235630 | 10200H(2)(B) | STANDARD METHODS 10200(2)(B) - CHLOROPHYLL A, PHAEOPHYTIN CORRECTION METHOD | 21FLWPB_WQX |  |  |  | 11/19/2018 4:03:55 PM
229687 | 10200H(2)(C) | CHLOROPHYLL BY TRICHROAMTIC METHOD - STANDARD METHODS 10200H(2)(C) | 21FLWPB_WQX |  |  |  | 11/19/2018 4:03:55 PM
3095 | 10200H(3) | Chlorophyll a-b-c Determination by fluorometer | APHA |  |  |  | 12/20/2007 10:51:52 AM
3171 | 10205 | Ammonia Salicylate Method | HACH |  |  |  | 11/13/2009 4:25:42 PM
65281 | 10205 | Ammonia Saliclate Method | KAWNATON_WQX | null | null |  | 4/16/2014 12:53:35 PM
3175 | 10206 | Nitrate, Dimethylphenol Method | HACH |  |  |  | 11/13/2009 4:25:43 PM
65283 | 10206 | Nitrate, Dimethylphenol Method | KAWNATON_WQX | null | null |  | 4/16/2014 12:53:35 PM
65284 | 10207 | Nitrite, Diazotization Method | KAWNATON_WQX | null | null |  | 4/16/2014 12:53:36 PM
3176 | 10207 | Nitrite, Diazotization Method | HACH |  |  |  | 11/13/2009 4:25:43 PM
3172 | 10208 | Nitrogen, Total Persulfate Digestion Method | HACH |  |  |  | 11/13/2009 4:25:42 PM
65280 | 10208 | Nitrogen, Total Persulfate Digestion Method | KAWNATON_WQX | null | null |  | 4/16/2014 12:53:35 PM
3173 | 10209 | Phosphorus, Reactive (Orthophosphate) Ascorbic Acid Method | HACH |  |  |  | 11/13/2009 4:25:42 PM
65291 | 10209 | Phosphorus, Recative (Orthophosphate) Ascorbic Acid Method | KAWNATON_WQX | null | null |  | 4/16/2014 12:53:35 PM
732243 | 1020A | Ignitability - Flashpoint (USEPA) | JRSIMPLOT_FMC |  |  |  | 6/14/2016 1:28:02 PM
5552 | 1020A | Ignitability – Flashpoint | USEPA |  |  |  | 5/25/2016 3:47:42 PM
732251 | 1020A | Ignitability - Flashpoint (USEPA) | WQXTEST |  |  |  | 6/10/2016 1:41:13 PM
3174 | 10210 | Phosphorus, Total Ascorbic Acid Method | HACH |  |  |  | 11/13/2009 4:25:42 PM
65292 | 10210 | Phosphorus, Total Ascorbic Acid Method | KAWNATON_WQX | null | null |  | 4/16/2014 12:53:35 PM
121742 | 10214 | Phosphorus, Reactive (Orthophosphate) Molybdovanadate Method | HACH |  |  |  | 3/16/2011 6:52:59 PM
3170 | 10215 | Aluminum Chromazurol S Method | HACH |  |  |  | 11/13/2009 4:25:42 PM
65289 | 10215 | Aluminum Chromazural S Method | KAWNATON_WQX | null | null |  | 4/16/2014 12:53:36 PM
65288 | 10216 | Lead, PAR Method | KAWNATON_WQX | null | null |  | 4/16/2014 12:53:36 PM
3181 | 10216 | Lead, PAR Method | HACH |  |  |  | 11/13/2009 4:26:00 PM
65286 | 10217 | Cadmium, Cadion Method | KAWNATON_WQX | null | null |  | 4/16/2014 12:53:36 PM
3179 | 10217 | Cadmium, Cadion Method | HACH |  |  |  | 11/13/2009 4:25:43 PM
3177 | 10218 | Chromium, Hexavalent, 1,5-Diphenylcarbohydrazide Method | HACH |  |  |  | 11/13/2009 4:25:43 PM
65285 | 10218 | Chromium, Hexavalent, 1,5-Diphenylcarbohydrazide Method | KAWNATON_WQX | null | null |  | 4/16/2014 12:53:36 PM
3178 | 10219 | Chromium, Total, 1,5-Diphenylcarbohydrazide Method | HACH |  |  |  | 11/13/2009 4:25:43 PM
912 | 1022 | Trichloroethylene by GC/FID | NIOSH |  |  |  | 8/12/2006 11:50:00 PM
65287 | 10220 | Nickel, Dimethylglyoxime Method | KAWNATON_WQX | null | null |  | 4/16/2014 12:53:35 PM
3180 | 10220 | Nickel, Dimethylglyoxime Method | HACH |  |  |  | 11/13/2009 4:25:43 PM
131918 | 10231 | Total Chlorine | TEPA29 | MethodDescriptionText |  |  | 1/11/2019 7:55:45 PM
5543 | 10237 | Determination of Nitrite Nitrogen by the Diazotization method, using TNTplus vials | HACH | http://www.hach.com/asset-get.download.jsa?id=7639982519 |  |  | 4/13/2016 3:00:41 PM
131919 | 10237 | Nitrite-Nitrogen | TEPA29 | MethodDescriptionText |  |  | 9/16/2017 1:58:25 PM
913 | 1024 | 1,3 Butadiene by GC/FID | NIOSH |  |  |  | 8/12/2006 11:50:00 PM
5276 | 10242 | Nitrogen, Kjeldahl - Simplified Spectrophotometric Measurement of Total Kjeldahl Nitrogen in Water and Wastewater | HACH | http://www.hach.com/asset-get.download.jsa?id=17043310572 |  | http://www.hach.com/asset-get.download.jsa?id=17043310572 | 10/28/2014 12:00:00 AM
20078 | 1027 | Cadmium Cd total (ug/L) | 21NC03WQ | CADMIUM TOTAL (UG/L AS CD) |  |  | 5/13/2009 2:47:40 PM
1634 | 103 | Beryllium Screening in Air | USEPA |  |  |  | 8/12/2006 11:50:00 PM
3126 | 103 | Minisonde Probe | 1VTDECWQ |  |  |  | 1/16/2008 11:57:32 AM
566572 | 103 | EPA 350.1M | CEDEN | Modification of method for NH4-N |  |  | 5/15/2018 11:21:33 PM
109650 | 1030-E | Anion-Cation Balance | APHA_SM20ED |  |  |  | 12/28/2010 10:56:41 AM
174 | 10300-C | Periphyton Sample Analysis | APHA |  |  |  | 8/12/2006 11:50:00 PM
175 | 10300-D | Periphyton Primary Productivity | APHA |  |  |  | 8/12/2006 11:50:00 PM
20079 | 1034 | Chromium Cr total (ug/L) | 21NC03WQ | CHROMIUM TOTAL (UG/L AS CR) |  |  | 5/13/2009 2:47:40 PM
532557 | 10360 | Luminescence Measurement of Dissolved Oxygen in Water and Wastewater and for Use in the Determination of BOD5 and cBOD5 | HACH | This luminescence-based sensor procedure measures the light emission characteristics from a luminescence-based reaction that takes place at the sensor-water interface. A light emitting diode (LED) provides incident light required to excite the luminophore substrate. In the presence of dissolved oxygen the reaction is suppressed. The resulting dynamic lifetime of the excited luminophore is evaluated and equated to DO concentration. |  | http://www.hach.com/cms-portals/hach_com/cms/documents/pdf/Methods-Guidelines/Method-10360.pdf | 12/10/2013 5:29:29 PM
1635 | 104 | Beryllium in Air | USEPA |  |  |  | 8/12/2006 11:50:00 PM
3125 | 104 | Bottom Depth | 1VTDECWQ |  |  |  | 1/16/2008 11:40:00 AM
566462 | 104 | EPA 353.1M | CEDEN | Modification of method for NO3-N |  |  | 5/15/2018 11:25:41 PM
176 | 10400-D | Macrophyton Population Estimates | APHA |  |  |  | 8/12/2006 11:50:00 PM
177 | 10400-E | Macrophyton Productivity | APHA |  |  |  | 8/12/2006 11:50:00 PM
20080 | 1042 | Copper Cu total (ug/L) | 21NC03WQ | COPPER TOTAL (UG/L AS CU) |  |  | 5/13/2009 2:47:40 PM
20081 | 1045 | Iron Fe total (ug/L) | 21NC03WQ | IRON TOTAL (UG/L AS FE) |  |  | 5/13/2009 2:47:40 PM
1636 | 105 | Mercury in Sewage Sludge | USEPA |  |  |  | 8/12/2006 11:50:00 PM
3119 | 105 | Gran Alkalinity in Water | 1VTDECWQ |  |  |  | 1/16/2008 11:39:50 AM
566556 | 105 | EPA 351.2M | CEDEN | Modification of method for TKN |  |  | 5/15/2018 11:23:18 PM
63114 | 1050(A)-MDEQ-WQ | Anion - Cation Balance | MDEQ_WQ_WQX |  |  |  | 6/22/2017 1:17:37 PM
63082 | 1050(A)-MTWTRSHD | Anion - Cation Balance | MTWTRSHD_WQX |  |  |  | 3/11/2011 11:09:39 AM
178 | 10500-C | Benthic Macroinvertebrate Sample Processing and Analysis | APHA |  |  |  | 8/12/2006 11:50:00 PM
20082 | 1051 | Lead Pb total (ug/L) | 21NC03WQ | LEAD TOTAL (UG/L AS PB) |  |  | 5/13/2009 2:47:40 PM
1637 | 106 | Vinyl Chloride in Stack Gas | USEPA |  |  |  | 8/12/2006 11:50:00 PM
3122 | 106 | Temperature by Probe | 1VTDECWQ |  |  |  | 1/16/2008 11:39:58 AM
566680 | 106 | SM 4500-P EM | CEDEN | Modification of method for PO4-P: Ascorbic Acid Method |  |  | 5/16/2018 12:47:54 AM
63080 | 1066 | tert-Butyl Acetate**** | 21PA_WQX | 149-VOAWW |  |  | 10/18/2011 11:43:25 AM
20083 | 1067 | Nickel Ni total (ug/L) | 21NC03WQ | NICKEL TOTAL (UG/L AS NI) |  |  | 5/13/2009 2:47:41 PM
63079 | 1068 | 1,4-Dioxane | 21PA_WQX | 24-VOA-1 |  |  | 11/20/2009 9:36:47 AM
1638 | 107 | Vinyl Chloride - Wastewater | USEPA |  |  |  | 8/12/2006 11:50:00 PM
3128 | 107 | Total Nitrogen in Water by Persulfate Digestion | 1VTDECWQ |  |  |  | 1/16/2008 11:52:31 AM
566429 | 107 | EPA 8270M | CEDEN | Modification Semi-Volatile Organic Compounds by GC/MS |  |  | 5/15/2018 11:21:15 PM
1639 | 107A | Vinyl Chloride - Solvent/Resin | USEPA |  |  |  | 8/12/2006 11:50:00 PM
1640 | 108 | Particulate and Gaseous Arsenic | USEPA |  |  |  | 8/12/2006 11:50:00 PM
558017 | 108 | m-Xylene | 21PA_WQX | 108-m-Xylene**** | Final |  | 11/20/2014 3:23:08 PM
3120 | 108 | Color by Spectrophotometry | 1VTDECWQ |  |  |  | 1/16/2008 11:39:51 AM
735984 | 108 | SM 4500-NH3 F | CEDEN | Nitrogen (Ammonia): Ammonia-Selective Electrode Method |  |  | 5/15/2018 11:26:13 PM
3123 | 109 | Dissovled Organic Carbon | 1VTDECWQ |  |  |  | 1/16/2008 11:39:59 AM
20084 | 1092 | Zinc Zn total (ug/L) | 21NC03WQ | ZINC TOTAL (UG/L AS ZN) |  |  | 5/13/2009 2:47:41 PM
1641 | 10A | Carbon Monoxide Emissions in Air | USEPA |  |  |  | 8/12/2006 11:50:00 PM
5263 | 10AU | Field fluorometer with fluorescence brightener PTSA400 for determining optical brightener | Turner Designs | http://www.turnerdesigns.com/t2/doc/manuals/998-0011.pdf |  |  | 5/20/2014 9:00:00 AM
551996 | 10AU | Field fluorometer with fluorescence brightener PTS | MEDEP_WQX |  |  |  | 7/2/2014 3:59:52 PM
1642 | 10B | Carbon Monoxide Emissions in Air | USEPA |  |  |  | 8/12/2006 11:50:00 PM
586849 | 10D_100%SMP_Surviv | 10D_100%SMP_Surviv | DWH_SCRIBE1082 |  |  |  | 9/10/2011 5:23:34 PM
733458 | 11 | MTF by EC (APHA 9221 E.1) | CABEACH_WQX | MTF by EC (APHA 9221 E.1) | 9221 E.1 |  | 11/6/2017 2:18:04 PM
566455 | 11 | EPA 600/4-91-002M | CEDEN | Modification of EPA 600/4-91-002, EPA 1994: Freshwater Chronic Test: Ceriodaphnia, Pimephales, Selenastrum, old reference |  |  | 5/15/2018 11:21:54 PM
1643 | 11 | Isotopic Analysis by Ge(Li) Detector | USEPA |  |  |  | 8/12/2006 11:50:00 PM
521359 | 11-Dis | Discharge Velocity | ANTIX_WQX | Calculated from stream depth collected hourly by CR-21 portable datalogger (cubic feet/second) |  |  | 1/16/2013 1:25:47 PM
3121 | 110 | pH - Air Equilibrated | 1VTDECWQ |  |  |  | 1/16/2008 11:39:51 AM
1644 | 110.1 | Color by Calculating ADMI Values | USEPA | 110.1 ~ EPA-NERL ; Color by Spectrophotometry |  | https://www.nemi.gov/methods/method_summary/5207/ | 8/12/2006 11:50:00 PM
1645 | 110.2 | Color Analysis Using Platinum/Cobalt | USEPA | 110.2 ~ EPA-NERL ; Color by Spectrophotometry |  | https://www.nemi.gov/methods/method_summary/5208/ | 8/12/2006 11:50:00 PM
1646 | 110.3 | Color by Spectrophotometric Analysis | USEPA | 110.3 ~ EPA-NERL ; Color by Spectrophotometry |  | https://www.nemi.gov/methods/method_summary/5209/ | 8/12/2006 11:50:00 PM
3009 | 1103.1 | Escherichia coli in Water by Membrane Filtration Using membrane-Thermotolerant E. coli Agar (mTEC) | USEPA | https://www.nemi.gov/methods/method_summary/5575/ | 1 |  | 2/20/2007 1:19:59 PM
3191 | 1103.1 (MODIFIED) | Membrane filtration plating of E. coli on modified mTEC agar | USEPA | 1103.1 (modified) ~ EPA-MICRO ; Membrane filtration plating of E. coli on modified mTEC agar | 1 | https://www.nemi.gov/methods/method_summary/5575/ | 1/15/2010 2:04:06 PM
1648 | 1104 | E. coli in Drinking Water/EC Medium with Mug Tub | USEPA |  |  |  | 8/12/2006 11:50:00 PM
20085 | 1105 | Aluminum Al - Total (ug/L) | 21NC03WQ | ALUMINUM TOTAL (UG/L AS AL) |  |  | 5/13/2009 2:47:41 PM
3010 | 1106.1 | Enterococci in Water by Membrane Filtration Using membrane-Enterococcus-Esculin Iron Agar (mE-EIA) | USEPA | 1106.1 ~ EPA-OW ; Enterococci in water by MF using mE-EI Agar |  | https://www.nemi.gov/methods/method_summary/9793/ | 2/20/2007 1:19:59 PM
109573 | 1106_1 | Enterococcus Group Bacteria | 21FLCHDH_WQX |  |  |  | 10/12/2010 12:50:03 PM
1650 | 111 | Polonium-210 Emissions | USEPA |  |  |  | 8/12/2006 11:50:00 PM
566481 | 111 | EPA 632M | CEDEN | Modification of Determination of Carbamate and Urea Pesticides in Industrial and Municipal Wastewater using liquid chromatography mass spectrometry |  |  | 5/15/2018 11:21:21 PM
548365 | 111 | METHOXYCHLOR BY NO ANALYSIS METHOD INDICATED**** | WQXTEST | PESTF |  |  | 5/5/2014 8:44:21 AM
19414 | 111 | Methoxychlor | 21PA_WQX | 111-METHOXYCHLOR | Final |  | 1/6/2019 10:08:55 AM
558011 | 112 | Methyl Bromide (Bromomethane) | 21PA_WQX | 112-Bromomethane**** | Final |  | 11/20/2014 3:23:08 PM
558007 | 113 | Methyl Chloride Chloromethane | 21PA_WQX | 113-Chloromethane**** | Final |  | 11/20/2014 3:23:07 PM
566659 | 113 | EPA 604M | CEDEN | Phenols liquid-liquid extraction, modified by using liquid chromatography mass spectrometry instead of gas chromatography flame ionization detector |  |  | 3/18/2016 4:56:45 PM
558009 | 114 | Methyl Chloroform | 21PA_WQX | 114-1,1,1-Trichloroethane**** | Final |  | 11/20/2014 3:23:08 PM
734662 | 114 | SM 4500-F C | CEDEN | Fluoride - Ion-Selective Electrode Method |  |  | 5/15/2018 11:31:39 PM
1651 | 114 | Radionuclide Emissions | USEPA |  |  |  | 8/12/2006 11:50:00 PM
1652 | 115 | Monitoring for Radon-222 | USEPA |  |  |  | 8/12/2006 11:50:00 PM
558008 | 115 | Methyl Ethyl Ketone | 21PA_WQX | 115-2-Butanone (MEK)**** | Final |  | 11/20/2014 3:23:07 PM
566430 | 115 | EPA 1660M | CEDEN | Modification of method for Pyrethroids and Pyrethrins |  |  | 5/15/2018 11:30:23 PM
257349 | 116 | Organic Methods | MDEDAT01_WQX | Biota -Samples of various species were collected using appropriate techniques and were frozen at -40°C in pre-cleaned glass containers until extracted. Whole organisms or pooled organisms were weighed frozen, mixed with a known quantity of anhydrous sodium sulfate and homogenized with dry ice in a stainless steel Oster homogenizer. The dry ice was allowed to evaporate and a known weight of the homogenate was extracted for 48 hours in a Soxhlet apparatus with 250 ml of (2:1) methylene chloride: methanol (pesticide grade). A sub sample of the tissue homogenate was weighed and dried to a constant weight in a l30°C oven. The extract was evaporated in two stages in a rotary vacuum evaporator to 10 ml and then under a stream of nitrogen to dryness. The residue was then saponified in 2% KOH in methanol for 24 hours, and extracted with three volumes of hexane to remove lipids. The hexane extracts were evaporated under nitrogen and the final residue was dissolved in 1.0 ml of hexane containing the internal standard d10- anthracene. These samples were stored at -40°C in 2 ml glass ampoules sealed with Teflon-lined septa until analyzed. Quantitative Analysis The amount of each organic compound in the samples of water, sediments and biota was determined using the internal standard method. Standards of the 44 compounds or samples containing the internal standard d10- anthracene were chromatographed on a 50 m wall-coated SP 2100 fused silica capillary column in a Hewlett Packard 5985B gas chromatograph/mass spectrometer. Four micro-liters were injected in the splitless mode at 40°C. The column was then temperature programmed to 100°C in 3 minutes and then to 300°C at 5 degrees C/min. The carrier gas flow was 1 ml/min of He through the capillary column. The mass spectrometer was operated in the electron impact mode with an ionizing voltage of 70 eV, a source temperature of 200°C and a source pressure of 4-6 x 10-6 torr. Each compound was detected using three diagnostic selected ions characteristic of the compound. Calibration curves of the response per mg of each compound relative to the response observed for the internal standard were prepared and used to convert the responses observed for samples to concentrations in the extracts. The identity of each compound was confirmed by: 1) its retention time relative to the internal standard; 2) the presence of all three characteristic ions; and 3) the correct intensity ratios of the three characteristic ions. Citation: Resource Monitoring Data Storage System Data Sheets Forms and Procedures |  |  | 5/24/2014 1:53:24 PM
566418 | 116 | EPA 1631EM | CEDEN | Modification of Mercury in Water by Oxidation, Purge&Trap and Cold Vapor Atomic Fluorescence Spectrometry, Revision E |  |  | 5/15/2018 11:21:27 PM
566527 | 117 | EPA 821/R-02-013M | CEDEN | Modification of EPA 821/R-02-013, EPA 2002: Freshwater Chronic Test: Ceriodaphnia, Pimephales, Selenastrum, current reference |  |  | 5/15/2018 11:23:28 PM
62837 | 117A_ELS | APHA 13th Edition of Standard Methods 117 A. Hexavalent Chromium | 31DELRBC_WQX |  | 117 A |  | 4/23/2010 2:22:03 PM
19323 | 117A_ELS | APHA 13th Edition of Standard Methods 117 A. Hexavalent Chromium | 21DELAWQ_WQX |  | 117 A |  | 1/24/2012 12:44:02 PM
558012 | 118 | Methyl Isobutyl Ketone | 21PA_WQX | 118-4-Methyl-2-pentanone (MIBK)**** | Final |  | 11/20/2014 3:23:08 PM
566377 | 118 | EPA 200.8 | CEDEN | Determination of metals and trace elements in waters and wastes by ICP-MS |  |  | 5/15/2018 11:21:00 PM
566378 | 119 | SM 2540 D | CEDEN | Total Suspended Solids dried at 103-105 degrees C |  |  | 5/15/2018 11:21:01 PM
566398 | 12 | EPA 1640 | CEDEN | Determination of Trace Elements in Ambient Waters by On-Line Chelation Preconcentration and ICPMS |  |  | 5/15/2018 11:21:06 PM
733453 | 12 | MF (APHA 9222B) | CABEACH_WQX | MF (APHA 9222B) |  |  | 2/25/2019 6:33:50 PM
1653 | 12 (ATM PB) | Inorganic Lead Emissions in Air | USEPA |  |  |  | 8/12/2006 11:50:00 PM
1654 | 12 (ISOTOPES) | Isotopic Analysis by NaI(Tl) Detector | USEPA |  |  |  | 8/12/2006 11:50:00 PM
566568 | 120 | EPA 8310M | CEDEN | Modification of Polynuclear Aromatic Hydrocarbon determination by HPLC |  |  | 3/18/2016 4:42:17 PM
1655 | 120.1 | Conductance | USEPA | 120.1 ~ EPA-NERL ; Conductance by Conductivity Meter |  | https://www.nemi.gov/methods/method_summary/5210/ | 8/12/2006 11:50:00 PM
5292 | 120.1 | Direct Measurement Method | YSI |  |  |  | 12/16/2014 9:04:00 AM
110600 | 120.1 | Conductance | KAWNATON_WQX | null | null |  | 1/30/2014 11:55:32 AM
459011 | 120.1 | UNKOWN | SDDENR_WQX |  |  |  | 4/25/2014 9:44:46 AM
508182 | 120.1 | 120.1 | 21FLSFWM_WQX |  |  |  | 9/18/2012 8:42:12 AM
507356 | 120.1 | 120.1 | INSTOR_WQX |  |  |  | 7/5/2017 4:46:17 PM
1656 | 120.1_M | Conductivity in Industrial Waste | USEPA |  |  |  | 8/12/2006 11:50:00 PM
875 | 120.6 | Specific Conductance - Acid Deposition | IL/SWSD |  |  |  | 8/12/2006 11:50:00 PM
63051 | 121 | Methyl Tert-Butyl Ether | 21PA_WQX | 121-2-Methoxy-2-methyl propane (MTBE)**** | Final |  | 11/20/2014 3:23:09 PM
558019 | 122 | Methylene Chloride | 21PA_WQX | 122-Dichloromethane**** | Final |  | 11/20/2014 3:23:08 PM
566448 | 122 | SM 2130 B | CEDEN | Turbidity analysis by Nephelometric method |  |  | 5/15/2018 11:21:04 PM
566416 | 124 | EPA 353.2 | CEDEN | Nitrate+Nitrite as Nitrogen (Colorimetric, Automated, Cadmium Reduction) |  |  | 5/15/2018 11:21:02 PM
566468 | 126 | SM 5310 C | CEDEN | Total Organic Carbon: Persulfate-Ultraviolet Oxidation Method Doc# IO-SP-0039-00 |  |  | 5/15/2018 11:21:03 PM
566523 | 127 | SM 4500-H+ B | CEDEN | pH: Electrometric Method |  |  | 5/15/2018 11:21:50 PM
63053 | 128 | Naphthalene | 21PA_WQX | 128-NAPHTHALENE | Final |  | 10/6/2018 10:06:23 AM
566485 | 129 | SM 4500-P F | CEDEN | Total Phosphorous and Orthophosphate by automated ascorbic acid reduction |  |  | 5/15/2018 11:21:13 PM
1657 | 13 | Krypton, Xenon and Tritiated Methane | USEPA |  |  |  | 8/12/2006 11:50:00 PM
566394 | 13 | EPA 180.1 | CEDEN | Hach 2100A Turbidity |  |  | 5/15/2018 11:21:01 PM
733454 | 13 | MF (APHA 9222D) | CABEACH_WQX | MF (APHA 9222D) |  |  | 2/25/2019 6:33:56 PM
4711 | 130 | Capillary gas chromatography analysis for organic contaminates in marine sediments. | USDOC/NOAA | 130 ~ NOAA NST ; Capillary gas chromatography analysis for organic contaminates in marine sediments. |  | https://www.nemi.gov/methods/method_summary/7169/ | 7/31/2013 12:00:00 AM
4712 | 130.01 | Organic contaminates in marine animal tissues by GC-FPD | USDOC/NOAA | 130.01 ~ NOAA NST ; Organic contaminates in marine animal tissues by GC-FPD |  | https://www.nemi.gov/methods/method_summary/7170/ | 7/31/2013 12:00:00 AM
1658 | 130.1 | Total Hardness | USEPA | 130.1 ~ EPA-NERL ; Total Hardness by Spectrophotometer |  | https://www.nemi.gov/methods/method_summary/5211/ | 8/12/2006 11:50:00 PM
65508 | 130.1 | 130.1 | 21IND_WQX |  |  |  | 10/27/2011 7:46:13 AM
4713 | 130.1 | Organic contaminants in marine sediments by GC-ECD | USDOC/NOAA | 130.1 ~ NOAA NST ; Organic contaminants in marine sediments by GC-ECD |  | https://www.nemi.gov/methods/method_summary/7171/ | 7/31/2013 12:00:00 AM
507233 | 130.1 | 130.1 | INSTOR_WQX |  |  |  | 11/26/2018 12:17:44 PM
511109 | 130.1 | 130.1 | WYDEQ_WQX |  |  |  | 10/10/2012 6:54:48 PM
511080 | 130.1 | 130.1 | WYDEQ_Watershed |  |  |  | 11/16/2016 12:09:31 PM
532305 | 130.1 | 130.1 | WQXTEST |  |  |  | 10/17/2013 3:34:52 PM
4714 | 130.11 | Organic contaminants in marine animal tissues by GC-ECD | USDOC/NOAA | 130.11 ~ NOAA NST ; Organic contaminants in marine animal tissues by GC-ECD |  | https://www.nemi.gov/methods/method_summary/7172/ | 7/31/2013 12:00:00 AM
1659 | 130.2 | Total Hardness | USEPA | 130.2 ~ EPA-NERL ; Total Hardness of Water by Titrimetry |  | https://www.nemi.gov/methods/method_summary/4684/ | 8/12/2006 11:50:00 PM
4715 | 130.2 | Dioxins and Furans in marine sediments by GC-MS | USDOC/NOAA | 130.2 ~ NOAA NST ; Dioxins and Furans in marine sediments by GC-MS |  | https://www.nemi.gov/methods/method_summary/7173/ | 7/31/2013 12:00:00 AM
507256 | 130.2 | 130.2 | INSTOR_WQX |  |  |  | 5/27/2016 11:23:05 AM
110611 | 130.2 | Total Hardness | KAWNATON_WQX | null | null |  | 1/30/2014 11:56:07 AM
547652 | 130.2 | UNKOWN | SDDENR_WQX |  |  |  | 4/25/2014 9:44:33 AM
4716 | 130.21 | Dioxins and Furans in marine bivalve tissues by GC-MS | USDOC/NOAA | 130.21 ~ NOAA NST ; Dioxins and Furans in marine bivalve tissues by GC-MS |  | https://www.nemi.gov/methods/method_summary/7174/ | 7/31/2013 12:00:00 AM
4717 | 130.3 | Organic contaminants in marine sediments by GC-MS | USDOC/NOAA | 130.3 ~ NOAA NST ; Organic contaminants in marine sediments by GC-MS |  | https://www.nemi.gov/methods/method_summary/7175/ | 7/31/2013 12:00:00 AM
4718 | 130.31 | Organic contaminants in marine animal tissues by GC-MS | USDOC/NOAA | 130.31 ~ NOAA NST ; Organic contaminants in marine animal tissues by GC-MS |  | https://www.nemi.gov/methods/method_summary/7176/ | 7/31/2013 12:00:00 AM
914 | 1300 | Ketone I by GC/FID | NIOSH |  |  |  | 8/12/2006 11:50:00 PM
509070 | 13002 | New Method | WQXTEST | asdfsadf |  |  | 11/26/2013 5:24:47 PM
915 | 1301 | Ketone II by GC/FID | NIOSH |  |  |  | 8/12/2006 11:50:00 PM
4719 | 131 | Trace mercury in marine sediments by CVAA | USDOC/NOAA | 131 ~ NOAA NST ; Trace mercury in marine sediments by CVAA |  | https://www.nemi.gov/methods/method_summary/7177/ | 7/31/2013 12:00:00 AM
566467 | 131 | EPA 821/R-02-012M | CEDEN | Modification of EPA 821/R-02-012, EPA 2002a: Acute Toxicity Test:Hyalella, Ceriodaphnia, Pimephales, Mysids, current reference |  |  | 5/15/2018 11:22:38 PM
4720 | 131.01 | Trace mercury in marine animal tissues by CVAA | USDOC/NOAA | 131.01 ~ NOAA NST ; Trace mercury in marine animal tissues by CVAA |  | https://www.nemi.gov/methods/method_summary/7178/ | 7/31/2013 12:00:00 AM
764548 | 1311 | 1311 | OREGONDEQ | USEPA METHOD 1311: Toxicity Characteristic Leaching Procedure (TCLP) |  |  | 2/26/2019 5:51:04 PM
566484 | 132 | EPA 8323M | CEDEN | Modification of Determination of Organotins by Micor-Liquid Chromatography-Electrospray Ion Trap MS, sediment and tissue |  |  | 3/18/2016 4:24:23 PM
4721 | 132 | Trace metals in marine sediment by neutron activation | USDOC/NOAA | 132 ~ NOAA NST ; Trace metals in marine sediment by neutron activation |  | https://www.nemi.gov/methods/method_summary/7179/ | 7/31/2013 12:00:00 AM
4722 | 132.1 | Trace metals in marine animal tissue by neutron activation | USDOC/NOAA | 132.1 ~ NOAA NST ; Trace metals in marine animal tissue by neutron activation |  | https://www.nemi.gov/methods/method_summary/7184/ | 7/31/2013 12:00:00 AM
566417 | 133 | EPA 8015M | CEDEN | Modification of Analysis of Diesel Range Organics using GC/MS |  |  | 5/15/2018 11:26:01 PM
566571 | 134 | EPA 365.3M | CEDEN | Modification of Orthophosphate, Total Phosphate, all forms of phosphorus (Colormetric, Ascorbic Acid, Two Reagent) |  |  | 5/15/2018 11:23:54 PM
63070 | 134 | o-Xylene | 21PA_WQX | 134-O-XYLENES BY NO ANALYSIS METHOD INDICATED**** | Final |  | 11/20/2014 3:23:08 PM
566661 | 1343 | SM 9230 C | CEDEN | Standard Method for Examination of Bacteria in Water and Wastewater |  |  | 5/15/2018 11:21:14 PM
566664 | 135 | Newman, et al., 1988 | CEDEN | J.W. Newman, et al., "Quantitation of Aroclors Using Congener-Specific Results," Env. Tox. and Chem., Vol.17, #11, pgs 2159-2167, 1988 |  |  | 3/18/2016 4:51:32 PM
4754 | 135-00 (QUALITATIVE) | Benthic Macroinvertebrate Sample Processing: Qualitative Visual Sort Method | USDOI/USGS | B-9135-00 (Qualitative) ~ USGS-NWQL ; Benthic Macroinvertebrate Sample Processing: Qualitative Visual Sort Method |  | https://www.nemi.gov/methods/method_summary/9355/ | 7/31/2013 12:00:00 AM
566501 | 136 | EPA 600/R-94-025 | CEDEN | EPA 600/R-94/025, EPA 2000:Estuarine and Marine Amphipod Toxicity Test:Eohaustorius estuarius sediment 10 day |  |  | 5/15/2018 11:21:07 PM
4664 | 1367-99 | Sediment Toxicity Test Using Leptocheirus plumulosus | ASTM | 1367-99 ~ ASTM ; Sediment Toxicity Test Using Leptocheirus plumulosus |  | https://www.nemi.gov/methods/method_summary/9328/ | 7/31/2013 12:00:00 AM
566504 | 137 | SM 4500-NH3 C v18 | CEDEN | Ammonia by Colorimetric Method, Nesserlization (TKN too) |  |  | 5/15/2018 11:22:12 PM
566465 | 138 | EPA 8270C | CEDEN | Semivolatile Organic Compounds by GC/MS |  |  | 5/16/2018 12:54:29 AM
566383 | 139 | EPA 6020 | CEDEN | Metals by ICP-MS |  |  | 5/15/2018 11:22:00 PM
1660 | 13A | Total Fluoride Emissions in Air | USEPA |  |  |  | 8/12/2006 11:50:00 PM
1661 | 13B | Total Fluoride Emissions in Air | USEPA |  |  |  | 8/12/2006 11:50:00 PM
733464 | 14 | Colilert 18 (Fecal) | CABEACH_WQX | Colilert 18 (Fecal) |  |  | 2/25/2019 6:34:20 PM
566461 | 140 | EPA 600/R-99-064 | CEDEN | EPA 600/R-99-064, EPA 2000: Methods for Measuring the Toxicity and Bioaccumulation of Sediment-associated Contaminants with Freshwater Invertebrates­Second Edition - Hyalella sediment 10 day and 28 day and freshwater amphipods, cerio and hyalella |  |  | 5/15/2018 11:21:21 PM
4723 | 140 | Trace metals in marine sediment by GFAA | USDOC/NOAA | 140 ~ NOAA NST ; Trace metals in marine sediment by GFAA |  | https://www.nemi.gov/methods/method_summary/7180/ | 7/31/2013 12:00:00 AM
4724 | 140.1 | Trace metals in marine animal tissues by GFAA | USDOC/NOAA | 140.1 ~ NOAA NST ; Trace metals in marine animal tissues by GFAA | 1 | https://www.nemi.gov/methods/method_summary/7185/ | 7/31/2013 12:00:00 AM
1662 | 140.1 | Odor in Water Using a Consistent Series | USEPA | https://www.nemi.gov/methods/method_summary/7185/ | 1 |  | 8/12/2006 11:50:00 PM
916 | 1400 | Alcohols I by GC/FID | NIOSH |  |  |  | 8/12/2006 11:50:00 PM
917 | 1401 | Alcohols II by GC/FID | NIOSH |  |  |  | 8/12/2006 11:50:00 PM
918 | 1402 | Alcohols III by GC/FID | NIOSH |  |  |  | 8/12/2006 11:50:00 PM
919 | 1403 | Alcohols IV by GC/FID | NIOSH |  |  |  | 8/12/2006 11:50:00 PM
920 | 1404 | Methylcyclohexane by GC/FID | NIOSH |  |  |  | 8/12/2006 11:50:00 PM
566415 | 142 | EPA 300.1 | CEDEN | Rev 1.0 Determination of Inorganic Anions in Drinking Water by Ion Chromatography |  |  | 5/15/2018 11:21:48 PM
566574 | 143 | SM 4500-NH3 DM | CEDEN | Modification of Nitrogen (Ammonia) Phenate Method |  |  | 5/15/2018 11:38:09 PM
921 | 1450 | Esters I by GC/FID | NIOSH |  |  |  | 8/12/2006 11:50:00 PM
922 | 1451 | Methyl Cellosolve Acetate by GC/FID | NIOSH |  |  |  | 8/12/2006 11:50:00 PM
923 | 1452 | Ethyl Formate by GC/FID | NIOSH |  |  |  | 8/12/2006 11:50:00 PM
924 | 1453 | Vinyl Acetate by GC/FID | NIOSH |  |  |  | 8/12/2006 11:50:00 PM
925 | 1454 | Isopropyl Acetate by GC/FID | NIOSH |  |  |  | 8/12/2006 11:50:00 PM
926 | 1457 | Ethyl Acetate by GC/FID | NIOSH |  |  |  | 8/12/2006 11:50:00 PM
927 | 1458 | Methyl Acetate by GC/FID | NIOSH |  |  |  | 8/12/2006 11:50:00 PM
928 | 1459 | Methyl Acrylate by GC/FID | NIOSH |  |  |  | 8/12/2006 11:50:00 PM
733457 | 15 | Colilert 18 (Total) | CABEACH_WQX | Colilert 18 (Total) |  |  | 2/25/2019 6:29:51 PM
566381 | 15 | EPA 200.7 | CEDEN | Determination of metals and trace elements in water, solids and biosolids by ICP-AES |  |  | 5/15/2018 11:21:03 PM
1663 | 15 | Hydrogen Sulfide, Carbonyl Sulfide | USEPA |  |  |  | 8/12/2006 11:50:00 PM
63030 | 15 | Benzene | 21PA_WQX | 15-BENZENE BY NO ANALYSIS METHOD INDICATED**** | Final |  | 11/20/2014 3:23:09 PM
744771 | 15-2 | Microbiological and Biochemical Properties | ASA(2ND ED.) | Klute, Arnold, Ed. Methods of Soil Analysis Part 1:Physical and Mineralogical Methods. Book Series No 5. 2nd ed. Madison, Wisconsin: Soil Society of America, Inc. and American Society of Agronomy, Inc.; 1986: 385-398 |  | http://www.cenicana.org/investigacion/seica/imagenes_libros/2010/methods_of_soil_analysis_part2.pdf | 4/20/2018 1:48:19 PM
5274 | 15-5 | Particle-Size Analysis | ASA(2ND ED.) | https://www.agronomy.org/publications/aj/articles/103/6/1635, and American Society of Agronomy, Inc.; 1996. Pages 404-411. |  |  | 9/19/2014 4:18:32 PM
64197 | 15-Minute (Sub Sampl | 15-Minute (Sub Sample) | 21IND_WQX |  |  |  | 8/25/2011 7:16:01 AM
558020 | 150 | Propylene Dichloride | 21PA_WQX | 150-PROPYLENE DICHLORIDE (1,2 BY NO ANALYSIS METHOD INDICATD**** | Final |  | 11/20/2014 3:23:08 PM
734226 | 150.1 | 150.1 | INSTOR_WQX |  |  |  | 5/2/2018 11:46:25 AM
554945 | 150.1 | pH | KIOWA_WQX |  |  |  | 10/14/2014 1:48:57 PM
540090 | 150.1 | 150.1 | HBMI_WQX |  |  |  | 2/28/2019 12:01:41 PM
509077 | 150.1 | 150.1 | WQXTEST |  |  |  | 3/4/2014 3:25:38 PM
511093 | 150.1 | 150.1 | WYDEQ_WQX |  |  |  | 10/10/2012 6:54:48 PM
511079 | 150.1 | 150.1 | WYDEQ_Watershed |  |  |  | 11/16/2016 12:09:32 PM
459036 | 150.1 | REGRAVAN | SDDENR_WQX |  |  |  | 6/11/2012 5:44:12 PM
229318 | 150.1 | 150.1 | 21IND_WQX |  |  |  | 10/27/2011 7:46:13 AM
59324 | 150.1 | pH | 21AQ_WQX |  |  |  | 7/24/2009 2:41:24 PM
1664 | 150.1 | pH | USEPA | 150.1 ~ EPA-NERL ; pH in Water by Electrometric Method |  | https://www.nemi.gov/methods/method_summary/4685/ | 8/12/2006 11:50:00 PM
508181 | 150.1 | 150.1 | 21FLSFWM_WQX |  |  |  | 9/18/2012 8:42:12 AM
110598 | 150.1 | pH | KAWNATON_WQX | null | null |  | 1/30/2014 11:55:34 AM
532664 | 150.2 | 150.2 | WQXTEST |  |  |  | 12/30/2013 5:50:02 PM
62931 | 150.2 | 150.2 | 21IND_WQX |  |  |  | 10/27/2011 8:16:01 AM
291029 | 150.2 | 150.2 | INSTOR_WQX |  |  |  | 2/11/2019 2:47:04 PM
1665 | 150.2 | pH by Continuous Monitoring | USEPA | 150.2 ~ EPA-NERL ; pH in Water |  | https://www.nemi.gov/methods/method_summary/5760/ | 8/12/2006 11:50:00 PM
1666 | 150.2_M | pH in Industrial Waste Materials | USEPA |  |  |  | 8/12/2006 11:50:00 PM
876 | 150.6 | pH of Wet Deposition - pH Meter | IL/SWSD |  |  |  | 8/12/2006 11:50:00 PM
929 | 1500 | Hydrocarbons, BP 36-126 C by GC/FID | NIOSH |  |  |  | 8/12/2006 11:50:00 PM
930 | 1501 | Aromatic Hydrocarbons by GC/FID | NIOSH |  |  |  | 8/12/2006 11:50:00 PM
566384 | 151 | EPA 8081A | CEDEN | Organochlorine Pesticides by GC/ECD, Draft Update IVA |  |  | 5/15/2018 11:21:41 PM
4725 | 151 | Trace metals in marine sediment by FAA | USDOC/NOAA | 151 ~ NOAA NST ; Trace metals in marine sediment by FAA |  | https://www.nemi.gov/methods/method_summary/7181/ | 7/31/2013 12:00:00 AM
4726 | 151.1 | Trace metals in marine animal tissue by FAA | USDOC/NOAA | 151.1 ~ NOAA NST ; Trace metals in marine animal tissue by FAA |  | https://www.nemi.gov/methods/method_summary/7186/ | 7/31/2013 12:00:00 AM
566443 | 152 | EPA 353.1 | CEDEN | Nitrate-Nitrite by Colorimetric, Automated Hydrazine Reduction |  |  | 3/9/2016 5:20:52 PM
566476 | 154 | SM 4500-NO3 F | CEDEN | Nitrogen (Nitrate) Automated Cadmium Reduction Method |  |  | 5/15/2018 11:21:09 PM
63054 | 155 | Styrene | 21PA_WQX | 155-STYRENE BY NO ANALYSIS METHOD INDICATED**** | Final |  | 11/20/2014 3:23:08 PM
4727 | 155.1 | Trace metals in marine animal tissues by X-ray fluorescence | USDOC/NOAA | 155.1 ~ NOAA NST ; Trace metals in marine animal tissues by X-ray fluorescence |  | https://www.nemi.gov/methods/method_summary/7187/ | 7/31/2013 12:00:00 AM
931 | 1550 | Naphthas by GC/FID | NIOSH |  |  |  | 8/12/2006 11:50:00 PM
932 | 1551 | Turpentine by GC/FID | NIOSH |  |  |  | 8/12/2006 11:50:00 PM
558013 | 156 | Tetrachloroethylene | 21PA_WQX | 156-TETRACHLOROETHYLENE (PERC BY NO ANALYSIS METHOD INDICATED*** | Final |  | 11/20/2014 3:23:08 PM
735675 | 158 | SM 9223 B | CEDEN | Enzyme Substrate Test using mutilple-tube, multi-well or presence-absence format (Colilert-18) |  |  | 5/15/2018 11:57:56 PM
566551 | 159 | EPA 507 | CEDEN | Determination of Nitrogen - and Phosphorus-Containing Pesticides in Water by Gas Chromatography with a Nitrogen-Phosphorus Detector |  |  | 5/15/2018 11:21:04 PM
63057 | 159 | Toluene | 21PA_WQX | 159-TOLUENE BY NO ANALYSIS METHOD INDICATED**** | Final |  | 11/20/2014 3:23:09 PM
566396 | 16 | EPA 300.0 | CEDEN | Inorganic Anions by Ion Chromatography |  |  | 5/15/2018 11:21:03 PM
733461 | 16 | Colilert 18 | CABEACH_WQX | Colilert 18 |  |  | 2/25/2019 6:29:55 PM
1667 | 16 | Sulfur Emissions from Stationary Sources | USEPA |  |  |  | 8/12/2006 11:50:00 PM
4728 | 160 | Trace metals in marine sediments by X-ray fluorescence | USDOC/NOAA | 160 ~ NOAA NST ; Trace metals in marine sediments by X-ray fluorescence |  | https://www.nemi.gov/methods/method_summary/7182/ | 7/31/2013 12:00:00 AM
566671 | 160 | EPA 8151A | CEDEN | Chlorinated Herbicides by GC using Methylation or Pentafluorobenzylation Derivitization |  |  | 5/16/2018 12:05:10 AM
503569 | 160.1 | 160.1 | INSTOR_WQX |  |  |  | 8/2/2016 9:16:16 AM
459030 | 160.1 | REGRAVAN | SDDENR_WQX |  |  |  | 4/18/2012 9:47:53 AM
511103 | 160.1 | 160.1 | WYDEQ_WQX |  |  |  | 10/10/2012 6:48:09 PM
511086 | 160.1 | 160.1 | WYDEQ_Watershed |  |  |  | 11/16/2016 12:09:31 PM
509088 | 160.1 | 160.1 | WQXTEST |  |  |  | 12/30/2013 5:50:02 PM
1668 | 160.1 | Filterable Residue - TDS | USEPA | 160.1 ~ EPA-NERL ; Filterable Residue by Drying Oven |  | https://www.nemi.gov/methods/method_summary/5212/ | 8/12/2006 11:50:00 PM
62917 | 160.1 | 160.1 | 21IND_WQX |  |  |  | 10/25/2011 7:15:44 AM
110601 | 160.1 | Filterable Residue - TDS | KAWNATON_WQX | null | null |  | 1/30/2014 11:55:34 AM
1669 | 160.1_M | Total Dissolved Solids | USEPA |  |  |  | 8/12/2006 11:50:00 PM
62915 | 160.2 | 160.2 | 21IND_WQX |  |  |  | 10/25/2011 7:15:44 AM
503567 | 160.2 | 160.2 | INSTOR_WQX |  |  |  | 6/28/2018 9:17:46 AM
511101 | 160.2 | 160.2 | WYDEQ_WQX |  |  |  | 10/10/2012 6:54:48 PM
511072 | 160.2 | 160.2 | WYDEQ_Watershed |  |  |  | 11/16/2016 12:09:31 PM
509075 | 160.2 | 160.2 | WQXTEST |  |  |  | 12/30/2013 5:50:02 PM
1670 | 160.2 | Non-Filterable Residue - TSS | USEPA | 160.2 ~ EPA-NERL ; Non-filterable Residue by Drying Oven |  | https://www.nemi.gov/methods/method_summary/5213/ | 8/12/2006 11:50:00 PM
459017 | 160.2 | UNKOWN | SDDENR_WQX |  |  |  | 4/25/2014 9:45:38 AM
1671 | 160.2_M | Total Suspended Solids | USEPA |  |  |  | 8/12/2006 11:50:00 PM
503568 | 160.3 | 160.3 | INSTOR_WQX |  |  |  | 6/28/2018 9:17:46 AM
109514 | 160.3 | Total Residue | MEDEP_WQX |  |  |  | 9/21/2010 10:57:15 AM
459025 | 160.3 | UNKOWN | SDDENR_WQX |  |  |  | 4/25/2014 10:12:48 AM
62916 | 160.3 | 160.3 | 21IND_WQX |  |  |  | 10/25/2011 7:15:44 AM
1672 | 160.3 | Total Residue | USEPA | 160.3 ~ EPA-NERL ; Total Residue by Drying Oven |  | https://www.nemi.gov/methods/method_summary/5214/ | 8/12/2006 11:50:00 PM
459061 | 160.4 | UNKOWN | SDDENR_WQX |  |  |  | 4/25/2014 9:46:36 AM
507510 | 160.4 | 160.4 | INSTOR_WQX |  |  |  | 11/30/2017 1:46:30 PM
1673 | 160.4 | Volatile Residue | USEPA | 160.4 ~ EPA-NERL ; Volatile Residue by Muffle Furnace |  | https://www.nemi.gov/methods/method_summary/5215/ | 8/12/2006 11:50:00 PM
1674 | 160.5 | Settleable Matter | USEPA | 160.5 ~ EPA-NERL ; Determination Settleable Matter in Water Using an Imhoff Cone |  | https://www.nemi.gov/methods/method_summary/7278/ | 8/12/2006 11:50:00 PM
933 | 1600 | Carbon Disulfide by GC/FPD | NIOSH |  |  |  | 8/12/2006 11:50:00 PM
3011 | 1600 | Enterococci in Water by Membrane Filtration Using membrane-Enterococcus Indoxyl-B-D-Glucoside Agar (mEl) | USEPA | 1600 ~ EPA-OW ; Enterococci in water by membrane filtration using mEI Agar |  | https://www.nemi.gov/methods/method_summary/9790/ | 2/20/2007 1:19:59 PM
934 | 1601 | 1,1-Dichloro-1-Nitroethane by GC/FID | NIOSH |  |  |  | 8/12/2006 11:50:00 PM
3012 | 1601 | Male-specific (F+) and Somatic Coliphage in Water by Two-step Enrichment Procedure | USEPA | 1601 ~ EPA-OW ; Coliphage in water by two-step enrichment procedure |  | https://www.nemi.gov/methods/method_summary/9795/ | 2/20/2007 1:19:59 PM
3013 | 1602 | Male-specific (F+) and Somatic Coliphage in Water by Single Agar Layer (SAL) Procedure | USEPA | 1602 ~ EPA-OW ; Coliphage in water by single agar layer (SAL) |  | https://www.nemi.gov/methods/method_summary/9794/ | 2/20/2007 1:19:59 PM
935 | 1602 | Dioxane by GC/FID | NIOSH |  |  |  | 8/12/2006 11:50:00 PM
3014 | 1603 | Escherichia coli in Water by Membrane Filtration Using Modified membrane-Thermotolerant E. coli Agar (Modified mTEC) | USEPA |  |  |  | 2/20/2007 1:19:59 PM
936 | 1603 | Acetic acid by GC/FID | NIOSH |  |  |  | 8/12/2006 11:50:00 PM
3015 | 1604 | Total Coliforms and E. coli in Water by Membrane Filtration Using a Simultaneous Detection Technique (MI Medium) | USEPA | 1604 ~ EPA-OW ; Total Coliforms and E. coli in Drinking Water by Membrane Filtration |  | https://www.nemi.gov/methods/method_summary/9314/ | 2/20/2007 1:19:59 PM
937 | 1604 | Acrylonitrile by GC/FID | NIOSH |  |  |  | 8/12/2006 11:50:00 PM
3016 | 1605 | Aeromonas in Finished Water Membrane Filtration Using Ampicillin-Dextrin Agar with Vancomycin (ADA-V) | USEPA | 1605 ~ EPA-OW ; Aeromonas in Finished Water by Membrane Filtration |  | https://www.nemi.gov/methods/method_summary/9313/ | 2/20/2007 1:19:59 PM
938 | 1606 | Acetonitrile | NIOSH |  |  |  | 8/12/2006 11:50:00 PM
939 | 1608 | Glycidol by GC/FID | NIOSH |  |  |  | 8/12/2006 11:50:00 PM
940 | 1609 | Tetrahydrofuran by GC/FID | NIOSH |  |  |  | 8/12/2006 11:50:00 PM
566413 | 161 | EPA 600/4-91-002 | CEDEN | EPA 600/4-91-002, EPA 1994: Freshwater Chronic Test: Ceriodaphnia, Pimephales, Selenastrum, old reference |  |  | 5/15/2018 11:21:54 PM
558010 | 161 | Trichloroethylene | 21PA_WQX | 161-TRICHLOROETHYLENE BY NO ANALYSIS METHOD INDICATED**** | Final |  | 11/20/2014 3:23:08 PM
941 | 1610 | Ethyl Ether by GC/FID | NIOSH |  |  |  | 8/12/2006 11:50:00 PM
942 | 1611 | Methylal by GC/FID | NIOSH |  |  |  | 8/12/2006 11:50:00 PM
943 | 1612 | Propylene Oxide by GC/FID | NIOSH |  |  |  | 8/12/2006 11:50:00 PM
3046 | 1613 | 1613 | TCEQMAIN |  |  |  | 9/11/2007 2:08:13 PM
944 | 1613 | Pyridine by GC/FID | NIOSH |  |  |  | 8/12/2006 11:50:00 PM
19779 | 1613 | 1613 | MEDEP_WQX |  |  |  | 9/25/2008 1:44:30 PM
735669 | 1613 | 1613 | INSTOR_WQX |  |  |  | 11/30/2017 12:46:29 PM
4974 | 1613 | Dioxins and Furans by HRGC/HRMS | USEPA | 1613 ~ EPA-EAD ; Dioxins and Furans by HRGC/HRMS | 0 | https://www.nemi.gov/methods/method_summary/5350/ | 7/31/2013 12:00:00 AM
5538 | 1613(B) | Polychlorinated Dioxins and Furans | USEPA | http://www.epa.gov/region3/1613.pdf |  |  | 3/29/2016 2:56:20 PM
1675 | 1613(S) | Dioxins and Furans - Solids | USEPA | in Solids | 0 |  | 8/12/2006 11:50:00 PM
107236 | 1613(S) Sec 12.4.1.9 | Section 12.4.1.9 of EPA Method 1613(S) | OST_SHPD |  |  |  | 3/22/2016 11:22:14 AM
1676 | 1613(W) | Dioxins and Furans - Water | USEPA | in Water | 0 |  | 8/12/2006 11:50:00 PM
730227 | 1613B | Tetra- through Octa-Chlorinated Dioxins and Furans by Isotope Dilution HRGC/HRMS | OST_SHPD_TEST |  |  |  | 5/20/2016 5:18:22 PM
730210 | 1613B | Tetra- through Octa-Chlorinated Dioxins and Furans by Isotope Dilution HRGC/HRMS | WQXTEST |  |  |  | 3/11/2016 11:22:55 AM
3045 | 1613B | 1613B | TCEQMAIN |  |  |  | 9/11/2007 2:08:13 PM
19777 | 1613B | 1613B | MEDEP_WQX |  |  |  | 9/25/2008 1:44:29 PM
743069 | 1614 | 1614 | INSTOR_WQX |  |  |  | 1/26/2018 1:16:34 PM
3197 | 1614 | Brominated Diphenyl Ethers in Water Soil, Sediment and Tissue by HRGC/HRMS | USEPA | 1614 ~ EPA-OW/OST ; Brominated Diphenyl Ethers in Water, Soil, Sediment, and Tissue by HRGC/HRMS |  | https://www.nemi.gov/methods/method_summary/10575/ | 4/23/2010 2:16:22 PM
945 | 1614 | Ethylene Oxide by GC/ECD | NIOSH |  |  |  | 8/12/2006 11:50:00 PM
736001 | 1614A | Brominated Diphenyl Ethers in Water, Soil, Sediment and Tissue by HRGC/HRMS | OST_SHPD |  |  |  | 6/29/2017 7:34:32 AM
732235 | 1614A | Brominated Diphenyl Ethers in Water, Soil, Sediment and Tissue by HRGC/HRMS | OST_SHPD_TEST |  |  |  | 6/26/2017 9:32:37 AM
946 | 1615 | Methyl tert-Butyl Ether by GC/FID | NIOSH |  |  |  | 8/12/2006 11:50:00 PM
947 | 1616 | n-Butyl Glycidyl Ether by GC/FID | NIOSH |  |  |  | 8/12/2006 11:50:00 PM
948 | 1617 | Phenyl Ether by GC/FID | NIOSH |  |  |  | 8/12/2006 11:50:00 PM
1677 | 1618 | Pesticides and Herbicides | USEPA |  |  |  | 8/12/2006 11:50:00 PM
949 | 1618 | Isopropyl Ether by GC/FID | NIOSH |  |  |  | 8/12/2006 11:50:00 PM
950 | 1619 | Phenyl Glycidyl Ether by GC/FID | NIOSH |  |  |  | 8/12/2006 11:50:00 PM
566438 | 162 | EPA 821/R-02-012 | CEDEN | EPA 821/R-02-012, EPA 2002a: Acute Toxicity Test:Hyalella, Ceriodaphnia, Pimephales, Mysids, current reference |  |  | 5/15/2018 11:21:10 PM
951 | 1620 | Isopropyl Glycidyl Ether by GC/FID | NIOSH |  |  |  | 8/12/2006 11:50:00 PM
1678 | 1620(A) | Metals by Calibrated ICP | USEPA |  |  |  | 8/12/2006 11:50:00 PM
1679 | 1620(B) | Metals by GFAA | USEPA |  |  |  | 8/12/2006 11:50:00 PM
1680 | 1620(C) | Mercury - CVAA | USEPA |  |  |  | 8/12/2006 11:50:00 PM
1681 | 1620(D) | Metals by Semi-quantitative ICP Screen | USEPA |  |  |  | 8/12/2006 11:50:00 PM
3017 | 1622 | Crytosporidium in Water by Filtration/IMS/FA - April 2001 Update | USEPA | 1622 ~ EPA-MICRO ; Cryptosporidium by filtration/IMS/FA microscopy |  | https://www.nemi.gov/methods/method_summary/5615/ | 2/20/2007 1:19:59 PM
3018 | 1623 | Cryptosporidium and Giardia in Water by Filtration/IMS/FA - April 2001 Update | USEPA | 1623 ~ EPA-MICRO ; Cryptosporidium and giardia by filtration/IMS/FA microscopy |  | https://www.nemi.gov/methods/method_summary/5616/ | 2/20/2007 1:19:59 PM
19395 | 1623C | Crypto Oocysts Method 1623 | 21PA_WQX | B023-Method 1623 - Quantitative |  |  | 12/14/2010 2:57:49 PM
19396 | 1623G | Giardia Cysts Method 1623 | 21PA_WQX | B023-Method 1623 - Quantitative |  |  | 12/14/2010 2:57:49 PM
4975 | 1624 | Volatile Organic Compounds by GC/MS | USEPA | 1624 ~ EPA-EAD ; Volatile Organic Compounds by GC/MS | 0 | https://www.nemi.gov/methods/method_summary/5351/ | 7/31/2013 12:00:00 AM
1682 | 1624(S) | Volatiles by Isotope Dilution - Soil | USEPA | in Sediment | 0 |  | 8/12/2006 11:50:00 PM
1683 | 1624(W) | Volatiles by Isotope Dilution - Water | USEPA | in Water | 0 |  | 8/12/2006 11:50:00 PM
4976 | 1625 | Semivolatiles - Base/Neutrals, Acid Extractable, GC/MS | USEPA | 1625 ~ EPA-EAD ; Semivolatiles - Base/Neutrals, Acid Extractable, GC/MS | 0 | https://www.nemi.gov/methods/method_summary/4686/ | 7/31/2013 12:00:00 AM
1684 | 1625(AW) | Semivolatiles - Acids, GC/MS | USEPA |  | 0 |  | 8/12/2006 11:50:00 PM
1685 | 1625(BNW) | Semivolatiles - Base/Neutrals, GC/MS | USEPA |  | 0 |  | 8/12/2006 11:50:00 PM
1686 | 1625(S) | Semivolatiles - Soil, GC/MS | USEPA | in Sediment | 0 |  | 8/12/2006 11:50:00 PM
3198 | 1625(T) | Semivolatiles - Fish tissue, GC/MS | USEPA |  | 0 |  | 5/19/2010 11:32:24 AM
730211 | 1625C | Semivolatile Organic Compounds by Isotope Dilution GCMS | WQXTEST |  |  |  | 3/11/2016 11:22:56 AM
730228 | 1625C | Semivolatile Organic Compounds by Isotope Dilution GCMS | OST_SHPD_TEST |  |  |  | 5/20/2016 5:18:22 PM
732154 | 1629AVS | EPA 1629 for Acid Volatile Sulfides and SE Metals | EPA_GLNPO |  |  |  | 7/20/2018 10:18:41 AM
566439 | 163 | EPA 821/R-02-013 | CEDEN | EPA 821/R-02-013, EPA 2002: Freshwater Chronic Test: Ceriodaphnia, Pimephales, Selenastrum, current reference |  |  | 5/15/2018 11:21:06 PM
3204 | 1630 | Methyl Mercury in Water by Distillation, Aqueous Ethylation, Purge and Trap and CVAFS | USEPA | 1630 ~ EPA-EAD ; Methyl Mercury in Water |  | https://www.nemi.gov/methods/method_summary/5352/ | 12/20/2011 11:46:58 AM
509457 | 1630 (Draft) | 1630 (Draft) | INSTOR_WQX |  |  |  | 8/20/2018 1:51:47 PM
532058 | 1630M | EPA 1630M | CEDEN |  |  |  | 9/27/2013 6:43:26 PM
509460 | 1631 | 1631 | INSTOR_WQX |  |  |  | 8/20/2018 1:51:46 PM
109516 | 1631 | Mercury in Water by Oxidation, Purge and Trap, and | MEDEP_WQX |  |  |  | 11/16/2010 8:54:00 PM
1687 | 1631 | Mercury in Water by Oxidation, Purge and Trap, and CVAFS | USEPA | 1631 ~ EPA-EAD ; Mercury in Water Using CVAFS |  | https://www.nemi.gov/methods/method_summary/9628/ | 8/12/2006 11:50:00 PM
5553 | 1631A | Appendix - Total Mercury in Tissue, Sludge, Sediment, and Soil by Acid Digestion and BrCl Oxidation | USEPA |  |  | http://www.tekran.com/files/EPA_1631_Appendix_for_Solids.pdf | 7/1/2016 4:05:38 PM
730233 | 1631B | Mercury in Water by Oxidation, Purge and Trap, and Cold Vapor. Atomic Fluorescence Spectrometry | OST_SHPD_TEST |  |  |  | 5/20/2016 5:18:28 PM
262045 | 1631B | EPA 1631B | CEDEN |  |  |  | 9/28/2013 3:43:20 PM
730216 | 1631B | Mercury in Water by Oxidation, Purge and Trap, and Cold Vapor. Atomic Fluorescence Spectrometry | WQXTEST |  |  |  | 3/11/2016 11:22:57 AM
5554 | 1631B | Mercury in Water by Oxidation, Purge and Trap, and Cold Vapor Atomic Fluorescence Spectrometry | USEPA | http://nepis.epa.gov/Exe/ZyNET.exe/40001EQ2.TXT?ZyActionD=ZyDocument&Client=EPA&Index=1995+Thru+1999&Docs=&Query=&Time=&EndTime=&SearchMethod=1&TocRestrict=n&Toc=&TocEntry=&QField=&QFieldYear=&QFieldMonth=&QFieldDay=&IntQFieldOp=0&ExtQFieldOp=0&XmlQuery=&File=D%3A%5Czyfiles%5CIndex%20Data%5C95thru99%5CTxt%5C00000022%5C40001EQ2.txt&User=ANONYMOUS&Password=anonymous&SortMethod=h%7C-&MaximumDocuments=1&FuzzyDegree=0&ImageQuality=r75g8/r75g8/x150y150g16/i425&Display=p%7Cf&DefSeekPage=x&SearchBack=ZyActionL&Back=ZyActionS&BackDesc=Results%20page&MaximumPages=1&ZyEntry=1&SeekPage=x&ZyPURL |  |  | 7/11/2016 3:01:23 PM
3216 | 1631E | Mercury in Water by Oxidation, Purge and Trap, and CVAFS | USEPA |  |  |  | 5/31/2012 12:16:25 PM
262037 | 1631EM | EPA 1631EM | CEDEN |  |  |  | 9/27/2013 6:07:23 PM
1688 | 1632 | Inorganic Arsenic in Water by Hydride Generation Quartz Furnace | USEPA | 1632 ~ EPA-EAD ; Chemical Speciation of Arsenic in Water and Tissue |  | https://www.nemi.gov/methods/method_summary/5354/ | 8/12/2006 11:50:00 PM
730230 | 1632A | Chemical Speciation of Arsenic in Water and Tissue by Hydride Generation Quartz Furnace Atomic Absorption | OST_SHPD_TEST |  |  |  | 5/20/2016 5:18:24 PM
730213 | 1632A | Chemical Speciation of Arsenic in Water and Tissue by Hydride Generation Quartz Furnace Atomic Absorption | WQXTEST |  |  |  | 3/11/2016 11:22:56 AM
1689 | 1636 | Hexavalent Chromium in Ambient Water by Ion Chromatography | USEPA | 1636 ~ EPA-EAD ; Hexavalent Chromium by Ion Chromatography |  | https://www.nemi.gov/methods/method_summary/5355/ | 8/12/2006 11:50:00 PM
509456 | 1636 | 1636 | INSTOR_WQX |  |  |  | 5/27/2016 10:49:39 AM
1690 | 1637 | Trace Elements in Water by Chelation Preconcentration and GFAA | USEPA | 1637 ~ EPA-EAD ; Determination of Trace Elements in Ambient Waters by Chelation and GFAA |  | https://www.nemi.gov/methods/method_summary/5356/ | 8/12/2006 11:50:00 PM
1691 | 1638 | Trace Elements in Water by ICP/MS | USEPA | 1638 ~ EPA-EAD ; Determination of Trace Elements in Ambient Waters by ICPMS |  | https://www.nemi.gov/methods/method_summary/5357/ | 8/12/2006 11:50:00 PM
509459 | 1638 | 1638 | INSTOR_WQX |  |  |  | 5/27/2016 10:54:32 AM
109515 | 1638 | Trace Elements in Water by ICP/MS | MEDEP_WQX |  |  |  | 11/16/2010 8:53:48 PM
262026 | 1638M | EPA 1638M | CEDEN |  |  |  | 9/27/2013 6:35:55 PM
744729 | 1638M-MDEQ-WQ | Trace Elements in Water by ICP/MS - Modified | MDEQ_WQ_WQX |  |  |  | 12/21/2018 2:15:59 PM
1692 | 1639 | Trace Elements in Water by GFAA | USEPA | 1639 ~ EPA-EAD ; Trace Elements in Water by GFAA |  | https://www.nemi.gov/methods/method_summary/4687/ | 8/12/2006 11:50:00 PM
63060 | 164 | Vinyl Acetate | 21PA_WQX | 164-VINYL ACETATE BY NO ANALYSIS METHOD INDICATED**** | Final |  | 11/20/2014 3:23:09 PM
1693 | 1640 | Trace Elements in Water by Chelation Preconcentration and ICP/MS | USEPA | 1640 ~ EPA-EAD ; Trace Elements in Ambient Waters by On-Line Chelation |  | https://www.nemi.gov/methods/method_summary/5204/ | 8/12/2006 11:50:00 PM
1694 | 1648 | Organic Halides by Neutron Activation | USEPA |  |  |  | 8/12/2006 11:50:00 PM
1695 | 1649 | Organic Halides by Coulometry | USEPA |  |  |  | 8/12/2006 11:50:00 PM
566436 | 165 | EPA 415.1M | CEDEN | Modification of Total Organic Carbon/Dissolved Organic Carbon (combustion or oxidation) in water |  |  | 5/15/2018 11:21:21 PM
1696 | 1650 | Organic Halides in Water | USEPA |  |  |  | 8/12/2006 11:50:00 PM
1697 | 1651 | Diesel Oil in Muds by GC/FID | USEPA |  |  |  | 8/12/2006 11:50:00 PM
1698 | 1652 | Oil and Grease | USEPA |  |  |  | 8/12/2006 11:50:00 PM
1699 | 1653 | Chlorinated Phenolics by GC/MS | USEPA | 1653 ~ EPA-EAD ; Chlorinated Phenolics associated with the pulp and paper industry wastewater by GCMS |  | https://www.nemi.gov/methods/method_summary/5319/ | 8/12/2006 11:50:00 PM
1700 | 1654 | Polynuclear Aromatic Hydrocarbons in Oil | USEPA |  |  |  | 8/12/2006 11:50:00 PM
1701 | 1656(ECD) | Organohalide Pesticides in Wastewater | USEPA |  |  |  | 8/12/2006 11:50:00 PM
1702 | 1656(HSD) | Organohalide Pesticides in Wastewater | USEPA |  |  |  | 8/12/2006 11:50:00 PM
730212 | 1656A | Organo-Halide Pesticides In Wastewater, Soil,Sludge, Sediment, And Tissue By Gc/Hsd | WQXTEST |  |  |  | 3/11/2016 11:22:56 AM
730229 | 1656A | Organo-Halide Pesticides In Wastewater, Soil,Sludge, Sediment, And Tissue By Gc/Hsd | OST_SHPD_TEST |  |  |  | 5/20/2016 5:18:23 PM
1703 | 1657 | Organophosphorus Pesticides in Water | USEPA |  |  |  | 8/12/2006 11:50:00 PM
730214 | 1657A | Organo-Phosphorus Pesticides in Wastewater, Soil, Sludge, Sediment, and Tissue by GC/FPD | WQXTEST |  |  |  | 3/11/2016 11:22:57 AM
730231 | 1657A | Organo-Phosphorus Pesticides in Wastewater, Soil, Sludge, Sediment, and Tissue by GC/FPD | OST_SHPD_TEST |  |  |  | 5/20/2016 5:18:25 PM
1704 | 1658 | Phenoxy-Acid Herbicides in Wastewater | USEPA |  |  |  | 8/12/2006 11:50:00 PM
1705 | 1659 | Dazomet in Wastewater | USEPA |  |  |  | 8/12/2006 11:50:00 PM
566538 | 166 | EPA 245.1 | CEDEN | Determination of Mercury in Water by Cold Vapor Atomic Absorption Spectrometery |  |  | 5/15/2018 11:24:43 PM
1706 | 1660 | Pyrethrins and Pyrethroids in Water | USEPA |  |  |  | 8/12/2006 11:50:00 PM
1707 | 1661 | Bromoxynil in Wastewater by HPLC/UV | USEPA |  |  |  | 8/12/2006 11:50:00 PM
1708 | 1662 | Extractable Material in Mud by SDS | USEPA |  |  |  | 8/12/2006 11:50:00 PM
1709 | 1663 | Differentiation of Oil by GC/FID | USEPA |  |  |  | 8/12/2006 11:50:00 PM
1710 | 1664 | Extractable Material in Oil and Grease | USEPA | 1664 ~ EPA-EAD ; Oil and Grease and Non-polar Material Using Solvent Extraction and Gravimetry |  | https://www.nemi.gov/methods/method_summary/4819/ | 8/12/2006 11:50:00 PM
508105 | 1664 | 1664 | INSTOR_WQX |  |  |  | 5/27/2016 10:16:33 AM
3158 | 1664A | N-Hexane Extractable Material (HEM; Oil and Grease) and (SGT-HEM; Non-Polar Material) by Extraction and Gravimetry | USEPA |  |  |  | 11/12/2008 11:01:21 AM
1711 | 1665 | Semivolatiles by Isotope Dilution GC/MS | USEPA |  |  |  | 8/12/2006 11:50:00 PM
1712 | 1666 | VOCs by Isotope Dilution GC/MS | USEPA |  |  |  | 8/12/2006 11:50:00 PM
1713 | 1667 | Aldehydes by Derivatization and HPLC | USEPA |  |  |  | 8/12/2006 11:50:00 PM
3160 | 1668A | Chlorinated Biphenyl Congeners in Water, Soil, Sediment, and Tissue by HRGC/HRMS single-lab QC | USEPA |  |  |  | 2/12/2009 11:47:47 AM
730232 | 1668A | Chlorinated Biphenyl. Congeners by HRGC/HRMS | OST_SHPD_TEST |  |  |  | 5/20/2016 5:18:26 PM
565200 | 1668A | 1668A | INSTOR_WQX |  |  |  | 11/27/2017 12:49:33 PM
19778 | 1668A | 1668A | MEDEP_WQX |  |  |  | 9/25/2008 1:44:29 PM
730215 | 1668A | Chlorinated Biphenyl. Congeners by HRGC/HRMS | WQXTEST |  |  |  | 3/11/2016 11:22:57 AM
3044 | 1668A | 1668A | TCEQMAIN |  |  |  | 9/11/2007 2:07:55 PM
4978 | 1668A (TISSUE) | Chlorinated Biphenyls in Tissue by HRGC/HRMS | USEPA | 1668a (Tissue) ~ EPA-OGWDW/TSC ; Chlorinated Biphenyls in Tissue by HRGC/HRMS |  | https://www.nemi.gov/methods/method_summary/7609/ | 7/31/2013 12:00:00 AM
4979 | 1668A (WATER) | Chlorinated Biphenyls in Aqueous Samples by HRGC/HRMS | USEPA | 1668a (Water) ~ EPA-OGWDW/TSC ; Chlorinated Biphenyls in Aqueous Samples by HRGC/HRMS |  | https://www.nemi.gov/methods/method_summary/7610/ | 7/31/2013 12:00:00 AM
3161 | 1668B | Chlorinated Biphenyl Congeners in Water, Soil, Sediment, Biosolids, and Tissue by HRGC/HRMS inter-lab QC | USEPA |  |  |  | 3/10/2009 12:03:54 PM
743093 | 1668C | Chlorinated Biphenyl Congeners in Water, Soil, Sediment, Biosolids, and Tissue by HRGC/HRMS | OREGONDEQ |  |  |  | 2/16/2019 2:34:57 AM
732237 | 1668C | Chlorinated Biphenyl Congeners in Water, Soil, Sediment, Biosolids, and Tissue by HRGC/HRMS | OST_SHPD_TEST |  |  |  | 6/26/2017 9:32:38 AM
743478 | 1668C | Chlorinated Biphenyl Congeners in Water, Soil, Sediment, Biosolids, and Tissue by HRGC/HRMS | KNRD_WQX |  |  |  | 10/3/2018 11:54:02 AM
736003 | 1668C | Chlorinated Biphenyl Congeners in Water, Soil, Sediment, Biosolids, and Tissue by HRGC/HRMS | OST_SHPD |  |  |  | 6/29/2017 8:08:04 AM
744730 | 167 | EPA 310.1 | CEDEN | Alkalinity by Titration |  |  | 5/15/2018 11:21:49 PM
1714 | 1671 | VOCs by GC/FID | USEPA |  |  |  | 8/12/2006 11:50:00 PM
1715 | 1673 | PEG-600 by Derivatization and HPLC | USEPA | 1673 ~ EPA-EAD ; PEG-600 by Derivatization and HPLC |  | https://www.nemi.gov/methods/method_summary/4688/ | 8/12/2006 11:50:00 PM
63013 | 168 | 1,1,2,2-Tetrachloroethane | 21PA_WQX | 168-1,1,2,2-TETRACHLOROETHANE BY NO ANALYSIS METHOD INDICATD**** | Final |  | 11/20/2014 3:23:08 PM
4980 | 1682 | Salmonella in Sewage Sludge (Biosolids) by MSRV Medium | USEPA | 1682 ~ EPA-OW ; Salmonella in Sewage Sludge (Biosolids) by MSRV Medium |  | https://www.nemi.gov/methods/method_summary/10000/ | 7/31/2013 12:00:00 AM
63014 | 169 | 1,1,2-Trichloroethane | 21PA_WQX | 169-1,1,2-TRICHLOROETHANE BY NO ANALYSIS METHOD INDICATED**** | Final |  | 11/20/2014 3:23:09 PM
566452 | 169 | EPA 350.2 | CEDEN | Ammonia (Colormetric, Titrimetric, Potentiometric, Distillation procedure) |  |  | 5/15/2018 11:21:09 PM
3201 | 1694 | Pharmaceuticals and personal care products in water, soil, sediment, and biosolids by HPLC/MS/MS | USEPA | 1694 ~ EPA-OW/OST ; Pharmaceuticals and personal care products in water, soil, sediment, and biosolids by HPLC/MS/MS |  | https://www.nemi.gov/methods/method_summary/9687/ | 5/17/2011 1:19:37 PM
532126 | 1694M | EPA 1694M | CEDEN |  |  |  | 9/28/2013 3:51:16 PM
4981 | 1698 | Steroids and hormones in water, soil, sediment, and biosolids by HRGC/HRMS | USEPA | 1698 ~ EPA-OW/OST ; Steroids and hormones in water, soil, sediment, and biosolids by HRGC/HRMS |  | https://www.nemi.gov/methods/method_summary/9689/ | 7/31/2013 12:00:00 AM
4982 | 1699 | Pesticides in water, soil, sediment, biosolids, and tissue by HRGC/HRMS | USEPA | 1699 ~ EPA-OW/OST ; Pesticides in water, soil, sediment, biosolids, and tissue by HRGC/HRMS |  | https://www.nemi.gov/methods/method_summary/9690/ | 7/31/2013 12:00:00 AM
1716 | 16A | Total Reduced Sulfur Emissions in Air | USEPA |  |  |  | 8/12/2006 11:50:00 PM
1717 | 16B | Total Reduced Sulfur Emissions in Air | USEPA |  |  |  | 8/12/2006 11:50:00 PM
1718 | 17 | Particulate Emissions in Air | USEPA |  |  |  | 8/12/2006 11:50:00 PM
733465 | 17 | Colilert 18 Fecals | CABEACH_WQX | Colilert 18 Fecals |  |  | 2/25/2019 6:52:04 PM
566437 | 17 | EPA 350.3 | CEDEN | Ammonia by Ion Selective Electrode |  |  | 5/15/2018 11:21:42 PM
63075 | 170 | t-Butyl Alcohol**** | 21PA_WQX | 149-VOAWW |  |  | 10/18/2011 11:43:25 AM
566390 | 170 | EPA 365.2 | CEDEN | Phosphorus All Forms (Colormetric, Acsorbic Acid, Single Reagant) |  |  | 5/15/2018 11:21:05 PM
540088 | 170.1 | 170.1 | HBMI_WQX |  |  |  | 2/28/2019 12:01:41 PM
509066 | 170.1 | 170.1 | WQXTEST |  |  |  | 3/4/2014 3:25:36 PM
511067 | 170.1 | 170.1 | WYDEQ_Watershed |  |  |  | 11/16/2016 12:09:32 PM
511107 | 170.1 | 170.1 | WYDEQ_WQX |  |  |  | 10/10/2012 6:54:48 PM
59323 | 170.1 | Temperature | 21AQ_WQX |  |  |  | 7/24/2009 2:41:24 PM
1719 | 170.1 | Temperature | USEPA | 170.1 ~ EPA-NERL ; Temperature by Thermometer |  | https://www.nemi.gov/methods/method_summary/5216/ | 8/12/2006 11:50:00 PM
508179 | 170.1 | 170.1 | 21FLSFWM_WQX |  |  |  | 9/18/2012 8:42:12 AM
110599 | 170.1 | Temperature | KAWNATON_WQX | null | null |  | 1/30/2014 11:57:19 AM
554944 | 170.1 | Temperature, water | KIOWA_WQX |  |  |  | 10/14/2014 1:48:28 PM
63020 | 171 | 1,2,4-Trichlorobenzene | 21PA_WQX | 171-1,2,4-TRICHLOROBENZENE BY NO ANALYSIS METHOD INDICATED**** | Final |  | 11/20/2014 3:23:09 PM
564020 | 17101 | Organic Carbon | 21NC03WQ | Total Organic Carbon by Combustion-Infrared Method |  |  | 3/18/2015 9:14:02 AM
4729 | 172 | Trace metals in marine sediments by ICP/MS | USDOC/NOAA | 172 ~ NOAA NST ; Trace metals in marine sediments by ICP/MS |  | https://www.nemi.gov/methods/method_summary/7183/ | 7/31/2013 12:00:00 AM
63022 | 172 | 1,2-Dibromo-3-chloropropane | 21PA_WQX | 172-1,2-DIBROMO-3-CHLOROPROPA BY NO ANALYSIS METHOD INDICATD**** | Final |  | 11/20/2014 3:23:09 PM
4730 | 172.1 | Trace metals in marine animal tissues by ICP/MS | USDOC/NOAA | 172.1 ~ NOAA NST ; Trace metals in marine animal tissues by ICP/MS |  | https://www.nemi.gov/methods/method_summary/7188/ | 7/31/2013 12:00:00 AM
566684 | 175 | SM 5540 | CEDEN | Anionic Surfactants as Methyl Blue Active Substances (MBAS) |  |  | 5/15/2018 11:21:09 PM
566459 | 176 | EPA 9060A | CEDEN | Total Organic Carbon in sediments, Update A |  |  | 5/15/2018 11:24:00 PM
566453 | 177 | EPA 6850 | CEDEN | Determination of Perchlorate Using High Performance Liquid Chromatography/Mass Spectrometry (LC/MS) |  |  | 3/18/2016 4:22:12 PM
744731 | 178 | SM 3114 B | CEDEN | Arsenic and Selenium by Manual Hydride Generation/Atomic Absorption Spectrometric Method |  |  | 5/15/2018 11:24:19 PM
566681 | 179 | EPA 7742 | CEDEN | Selenium - Automic Absorption, Gaseous Hydride |  |  | 3/9/2016 6:20:26 PM
1720 | 18 | Gaseous Organic Compound Emission in Air | USEPA |  |  |  | 8/12/2006 11:50:00 PM
733456 | 18 | Colilert 18 E. coli | CABEACH_WQX | Colilert 18 E. coli |  |  | 2/25/2019 6:43:58 PM
566401 | 18 | EPA 351.2 | CEDEN | Total Kjeldahl Nitrogen (TKN) by Semi-Automated Block Digestion and Colorimetry |  |  | 5/15/2018 11:21:03 PM
257320 | 180 | BoxCore Sampling-Standard Sedimentological Procedures | MDEDAT01_WQX |  |  |  | 5/24/2014 1:53:14 PM
511068 | 180.1 | 180.1 | WYDEQ_Watershed |  |  |  | 11/16/2016 12:09:31 PM
107210 | 180.1 | Turbidity by Nephelometry | MEDEP_WQX |  |  |  | 5/24/2010 4:47:53 PM
59325 | 180.1 | Turbidity by Nephelometry | 21AQ_WQX |  |  |  | 7/24/2009 2:41:24 PM
229323 | 180.1 | 180.1 | 21IND_WQX |  |  |  | 10/27/2011 7:46:13 AM
459056 | 180.1 | UNKOWN | SDDENR_WQX |  |  |  | 4/25/2014 9:46:34 AM
1721 | 180.1 | Turbidity by Nephelometry | USEPA | 180.1 ~ EPA-NERL ; Turbidity by Turbidimeter |  | https://www.nemi.gov/methods/method_summary/5217/ | 8/12/2006 11:50:00 PM
511094 | 180.1 | 180.1 | WYDEQ_WQX |  |  |  | 10/10/2012 6:54:48 PM
509078 | 180.1 | 180.1 | WQXTEST |  |  |  | 3/4/2014 3:25:56 PM
507234 | 180.1 | 180.1 | INSTOR_WQX |  |  |  | 2/11/2019 2:47:04 PM
540091 | 180.1 | 180.1 | HBMI_WQX |  |  |  | 2/28/2019 12:01:40 PM
553628 | 180.2 | 180.2 | USIOUX_WQX | Temporary Place holder so that Fld/Msr data could be loaded. |  |  | 3/4/2018 7:09:13 PM
257310 | 181 | Chromium in sediments | MDEDAT01_WQX | a) Surficial sampling using Petersen-type samplers; subsamples taken from the top few centimeters, placed in plastic bags. b) Sediment solids fused with LiBO2 followed by dissolution in solution composed of 4% HNO3, 1,000 ppm La (from La(NO3)3) and 2,000 ppm Cs (from CsNO3) and analyzed by direct aspiration AAS using the recommended standard Flame Atomic Absorption Salinometry (F.A.A.S.) conditions. Citation: Resource Monitoring Data Storage System Data Sheets Forms and Procedures |  |  | 9/8/2011 12:42:31 PM
566520 | 181 | EPA 365.4 | CEDEN | Total Phosphorus (Colorimetric, Automated, Block Digester AA II) |  |  | 5/15/2018 11:21:16 PM
257312 | 182 | Copper in sediments | MDEDAT01_WQX | a) Surficial sampling using Petersen-type samplers; subsamples taken from the top few centimeters, placed in plastic bags. b) Sediment solids fused with LiBO2 followed by dissolution in solution composed of 4% HNO3, 1,000 ppm La (from La(NO3)3) and 2,000 ppm Cs (from CsNO3) and analyzed by direct aspiration AAS using the recommended standard Flame Atomic Absorption Salinometry (F.A.A.S.) conditions. Citation: Resource Monitoring Data Storage System Data Sheets Forms and Procedures |  |  | 9/8/2011 12:42:31 PM
257314 | 183 | Iron in sediments | MDEDAT01_WQX | a) Surficial sampling using Petersen-type samplers; subsamples taken from the top few centimeters, placed in plastic bags. b) Sediment solids fused with LiBO2 followed by dissolution in solution composed of 4% HNO3, 1,000 ppm La (from La(NO3)3) and 2,000 ppm Cs (from CsNO3) and analyzed by direct aspiration AAS using the recommended standard Flame Atomic Absorption Salinometry (F.A.A.S.) conditions. Citation: Resource Monitoring Data Storage System Data Sheets Forms and Procedures |  |  | 9/8/2011 12:42:31 PM
566605 | 184 | EPA 549.2M | CEDEN | Modification of Determination of Diquat and Paraquat in Drinking Water by Liquid-Solid Extraction and HPLC With Ultraviolet Detection |  |  | 5/15/2018 11:35:06 PM
257308 | 184 | Manganese in sediments | MDEDAT01_WQX | a) Surficial sampling using Petersen-type samplers; subsamples taken from the top few centimeters, placed in plastic bags. b) Sediment solids fused with LiBO2 followed by dissolution in solution composed of 4% HNO3, 1,000 ppm La (from La(NO3)3) and 2,000 ppm Cs (from CsNO3) and analyzed by direct aspiration AAS using the recommended standard Flame Atomic Absorption Salinometry (F.A.A.S.) conditions. Citation: Resource Monitoring Data Storage System Data Sheets Forms and Procedures |  |  | 9/8/2011 12:42:31 PM
257311 | 185 | Nickel in sediments | MDEDAT01_WQX | a) Surficial sampling using Petersen-type samplers; subsamples taken from the top few centimeters, placed in plastic bags. b) Sediment solids fused with LiBO2 followed by dissolution in solution composed of 4% HNO3, 1,000 ppm La (from La(NO3)3) and 2,000 ppm Cs (from CsNO3) and analyzed by direct aspiration AAS using the recommended standard Flame Atomic Absorption Salinometry (F.A.A.S.) conditions. Citation: Resource Monitoring Data Storage System Data Sheets Forms and Procedures |  |  | 9/8/2011 12:42:31 PM
566434 | 185 | ASTM D3977M | CEDEN | Modification of Standard Test Methods for Determining Sediment Concentration in Water Samples | D3977M |  | 3/18/2016 4:21:30 PM
257309 | 186 | Zinc in sediments | MDEDAT01_WQX | a) Surficial sampling using Petersen-type samplers; subsamples taken from the top few centimeters, placed in plastic bags. b) Sediment solids fused with LiBO2 followed by dissolution in solution composed of 4% HNO3, 1,000 ppm La (from La(NO3)3) and 2,000 ppm Cs (from CsNO3) and analyzed by direct aspiration AAS using the recommended standard Flame Atomic Absorption Salinometry (F.A.A.S.) conditions. Citation: Resource Monitoring Data Storage System Data Sheets Forms and Procedures |  |  | 9/8/2011 12:42:31 PM
566393 | 186 | SM 3500-Se C | CEDEN | Examination of Water and Wastewater, Colorimetric Method |  |  | 5/15/2018 11:21:03 PM
732223 | 189 | SM 4500-N B | CEDEN | In-Line UV/Persulfate Digestion and Oxidation with Flow Injection Analysis for Nitrogen compounds |  |  | 5/15/2018 11:29:09 PM
733463 | 19 | MF | CABEACH_WQX | MF |  |  | 2/25/2019 6:30:26 PM
566386 | 19 | EPA 351.3 | CEDEN | Total Kjeldahl Nitrogen; Colorimetric; Titrimetric; Potentiometric |  |  | 5/15/2018 11:21:15 PM
566374 | 190 | EPA 619 | CEDEN | Determination of Triazine Pesticides in Industrial and Municipal Wastewater |  |  | 5/15/2018 11:22:04 PM
566410 | 192 | EPA 8081BM | CEDEN | Modification of Organochlorine Pesticides by GC/ECD, Draft Update IVB |  |  | 5/15/2018 11:21:39 PM
108620 | 19298 | EPA 1600 | 21TXBCH | EPA Method 1600 |  |  | 3/8/2016 11:44:42 AM
108621 | 19299 | ENTEROLERT | 21TXBCH | Enterolert |  |  | 1/31/2018 4:36:19 PM
566570 | 195 | EPA 6010B | CEDEN | Metals by ICP - Inductively coupled plasma - atomic emission spectrometry |  |  | 5/15/2018 11:21:07 PM
732757 | 196 | EPA 7470A | CEDEN | Mercury in liquid water (Manual cold-vapor technique) |  |  | 5/15/2018 11:41:16 PM
566483 | 197 | SM 4500-N org C | CEDEN | Nitrogen (organic) by SemiMicro Kjeldahl Method: Determination of Kjeldahl N (organic & ammonia nitrogen) on samples with high conc of org nitrogen |  |  | 5/15/2018 11:21:47 PM
566526 | 198 | EPA 350.1 | CEDEN | Determination of Ammonia-Nitrogen by Semi-Automated Colorimetry |  |  | 5/15/2018 11:21:01 PM
1722 | 1A | Sample and Velocity Traverses | USEPA |  |  |  | 8/12/2006 11:50:00 PM
809 | 1AP73-7 | Ozone in the Atmosphere | ENV/CANADA |  |  |  | 8/12/2006 11:50:00 PM
810 | 1AP77-A | Vinyl Chloride | ENV/CANADA |  |  |  | 8/12/2006 11:50:00 PM
811 | 1RM-1 | Hydrogen Chloride | ENV/CANADA |  |  |  | 8/12/2006 11:50:00 PM
812 | 1RM-15 | Gaseous Emissions from Fossil Boilers | ENV/CANADA |  |  |  | 8/12/2006 11:50:00 PM
813 | 1RM-19 | PCDDs and PCDFs | ENV/CANADA |  |  |  | 8/12/2006 11:50:00 PM
814 | 1RM-20 | Dibenzofuran and Dibenzo-p-dioxin | ENV/CANADA |  |  |  | 8/12/2006 11:50:00 PM
815 | 1RM-5 | Release of Mercury from Mercury Cell | ENV/CANADA |  |  |  | 8/12/2006 11:50:00 PM
816 | 1RM-6 | Total Reduced Sulphur (TRS) Compounds | ENV/CANADA |  |  |  | 8/12/2006 11:50:00 PM
817 | 1RM-7 | Lead | ENV/CANADA |  |  |  | 8/12/2006 11:50:00 PM
818 | 1SRM-1 | Hydrogen Sulfide | ENV/CANADA |  |  |  | 8/12/2006 11:50:00 PM
131913 | 2 | Biochemical oxygen Demand 2 Day | 1119USBR_WQX | 2 Day BOD |  |  | 4/11/2011 1:41:26 PM
566372 | 2 | EPA 120.1 | CEDEN | Specific Conductance using conductivity meter |  |  | 5/15/2018 11:21:22 PM
743359 | 2 | APHA 9230 C | CABEACH_WQX | APHA 9230 C | 9230 C |  | 1/29/2018 12:38:50 PM
1723 | 2.1 (ATM SO2) | Sulfur Dioxide in the Atmosphere | USEPA |  |  |  | 8/12/2006 11:50:00 PM
1724 | 2.1 (PART.PM10) | Particulate Matter as PM10 in Atmosphere | USEPA |  |  |  | 8/12/2006 11:50:00 PM
1725 | 2.11 | Particulate Matter as PM10 in Atmosphere | USEPA |  |  |  | 8/12/2006 11:50:00 PM
1726 | 2.1A | Sulfur Dioxide in the Atmosphere | USEPA |  |  |  | 8/12/2006 11:50:00 PM
1727 | 2.2 | Suspended Particulates in the Atmosphere | USEPA |  |  |  | 8/12/2006 11:50:00 PM
1728 | 2.3 | Nitrogen Dioxide in the Atmosphere | USEPA |  |  |  | 8/12/2006 11:50:00 PM
1729 | 2.6 | Carbon Monoxide in the Atmosphere | USEPA |  |  |  | 8/12/2006 11:50:00 PM
1730 | 2.8 | Lead in Suspended Particulate Matter | USEPA |  |  |  | 8/12/2006 11:50:00 PM
1731 | 2.9 | Sulfur Dioxide in the Atmosphere | USEPA |  |  |  | 8/12/2006 11:50:00 PM
1732 | 20 | Nitrogen Oxides and Sulfur Dioxide in Air | USEPA |  |  |  | 8/12/2006 11:50:00 PM
566622 | 20 | EPA 353.3 | CEDEN | Nitrate/Nitrite as Nitrogen (Spectrophotometric, Cadmium Reduction) |  |  | 5/15/2018 11:23:24 PM
733462 | 20 | 9230 C | CABEACH_WQX | 9230 C |  |  | 11/6/2017 2:22:23 PM
458965 | 20 | Zebra/Quagga Mussel APHA 10200G Modified | 1119USBR_WQX | Veligers per liter | 10200G |  | 1/9/2019 4:08:23 PM
63061 | 20 | Chloroethene (vinyl chloride) | 21PA_WQX | 20-VINYL CHLORIDE BY NO ANALYSIS METHOD INDICATED**** | Final |  | 11/20/2014 3:23:08 PM
1733 | 200 | Metals by Atomic Absorption | USEPA |  |  |  | 8/12/2006 11:50:00 PM
566502 | 200 | EPA 160.3 | CEDEN | Percent Moisture by Total Residue (Gravimetric, Dried 103-105 C) |  |  | 5/15/2018 11:21:05 PM
1734 | 200.1 | Metals in Marine Waters by ICP/MS | USEPA | 200.1 ~ EPA-NERL ; Trace Elements in Marine Waters by ICPMS |  | https://www.nemi.gov/methods/method_summary/4670/ | 8/12/2006 11:50:00 PM
1735 | 200.1(FLAA) | Acid Soluble Metals in Water by FLAA | USEPA |  |  |  | 8/12/2006 11:50:00 PM
1736 | 200.1(GFAA) | Acid Soluble Metals in Water by GFAA | USEPA |  |  |  | 8/12/2006 11:50:00 PM
1737 | 200.1(ICP) | Acid Soluble Metals - ICP | USEPA |  |  |  | 8/12/2006 11:50:00 PM
1738 | 200.10_M | Inductively Coupled Plasma | USEPA |  |  |  | 8/12/2006 11:50:00 PM
1739 | 200.11 | Metals in Fish Tissue by ICP-AES | USEPA |  |  |  | 8/12/2006 11:50:00 PM
1740 | 200.12 | Elements in Water by Temperature GFAA | USEPA | 200.12 ~ EPA-NERL ; Trace Elements in Marine Waters by GFAA |  | https://www.nemi.gov/methods/method_summary/4668/ | 8/12/2006 11:50:00 PM
1741 | 200.13 | Elements in Water by Chelation with GFAA | USEPA | 200.13 ~ EPA-NERL ; Trace Elements by GFAA (w/ Preconcentration) |  | https://www.nemi.gov/methods/method_summary/4664/ | 8/12/2006 11:50:00 PM
107194 | 200.15 | Metals in Water by Nebulization and ICP-AES | MEDEP_WQX |  |  |  | 5/21/2010 6:56:54 PM
1742 | 200.15 | Metals in Water by Nebulization and ICP-AES | USEPA |  |  |  | 8/12/2006 11:50:00 PM
3240 | 200.2 | Sample preparation procedure for spectrochemical determination of total recoverable elements | USEPA |  |  | https://www.nemi.gov/methods/method_summary/9799/ | 8/1/2013 1:44:00 PM
459026 | 200.2 | UNKOWN | SDDENR_WQX |  |  |  | 4/25/2014 9:44:57 AM
4983 | 200.5 | Trace elements in water by AVICP-AES | USEPA | 200.5 ~ EPA-ORD / EPA-OST ; Trace elements in water by AVICP-AES |  | https://www.nemi.gov/methods/method_summary/9798/ | 7/31/2013 12:00:00 AM
877 | 200.6 | Ca, Mg, K and Na in Wet Deposition | IL/SWSD |  |  |  | 8/12/2006 11:50:00 PM
1743 | 200.62(B) | Pneumatic Nebulization ICP Analysis | USEPA |  |  |  | 8/12/2006 11:50:00 PM
1744 | 200.62(C) | Hydride Generation ICP Analysis | USEPA |  |  |  | 8/12/2006 11:50:00 PM
509114 | 200.7 | 200.7 | WQXTEST |  |  |  | 12/30/2013 5:50:01 PM
511124 | 200.7 | 200.7 | WYDEQ_WQX |  |  |  | 10/10/2012 5:32:31 PM
458976 | 200.7 | UNKOWN | SDDENR_WQX |  |  |  | 4/25/2014 10:11:49 AM
257380 | 200.7 | 21SC60WQ_WQX | 21SC60WQ_WQX | NA |  |  | 3/26/2013 10:55:56 AM
291014 | 200.7 | 200.7 | INSTOR_WQX |  |  |  | 11/26/2018 12:16:10 PM
65252 | 200.7 | Metals in Water by ICP-AES | KAWNATON_WQX | null | null |  | 1/30/2014 11:55:34 AM
62922 | 200.7 | 200.7 | 21IND_WQX |  |  |  | 10/27/2011 8:16:00 AM
3090 | 200.7 | Metals in Water by ICP-AES | USEPA | 200.7 ~ EPA-NERL ; Metals in Water by ICP-AES |  | https://www.nemi.gov/methods/method_summary/4690/ | 12/20/2007 10:51:52 AM
532631 | 200.7 | Iron | 21FLVEMD_WQX | USEPA method 200.7 |  |  | 12/20/2013 10:33:43 AM
262267 | 200.7 MOD | Metals,tot.recoverable in aq. samples by trace-ICP emission spectroscopy | 21FLPNS_WQX |  |  |  | 5/30/2014 10:34:24 AM
109585 | 200.7(FE) | Iron by ICP | 21FLBABR_WQX | Determination of iron by preliminary digestion and analysis by inductively Coupled Argon, equipment used was ICP |  |  | 10/12/2010 3:26:14 PM
533060 | 200.7(S) | Priority Pollutant Metals in Sediment | USACOEND |  |  |  | 3/5/2014 4:16:13 PM
1745 | 200.7(S) | Metals in Soil by ICP-AES | USEPA | in Sediment |  |  | 8/12/2006 11:50:00 PM
553681 | 200.7(W) | USEPA | HOPTERA_WQX |  |  |  | 9/24/2014 12:56:59 PM
1746 | 200.7(W) | Metals in Water by ICP-AES | USEPA | 200.7 ~ EPA-NERL ; Metals in Water by ICP-AES |  | https://www.nemi.gov/methods/method_summary/4690/ | 8/12/2006 11:50:00 PM
459018 | 200.7(W) | UNKOWN | SDDENR_WQX | in Water |  |  | 4/25/2014 10:12:00 AM
19333 | 200.7_ELS | Inductively Coupled Plasma - Atomic Emission Spectrometry (ICP-AES) | 31DELRBC_WQX | The following summarizes the method deviations from EPA 200.7: 1) Instrument performance, verified daily with separate-source ICV analysis, must be within 10% of calibration 2) An acceptable LCS must have a recovery of 80-120% 3) An acceptable blank spike must have 75%-125% recovery 4) An acceptable method blank and calibration check blank must have a value within +/- LOQ. |  |  | 2/19/2019 4:15:57 PM
19324 | 200.7_ELS | Inductively Coupled Plasma - Atomic Emission Spectrometry (ICP-AES) | 21DELAWQ_WQX | The following summarizes the method deviations from EPA 200.7: 1) Instrument performance, verified daily with separate-source ICV analysis, must be within 10% of calibration 2) An acceptable LCS must have a recovery of 80-120% 3) An acceptable blank spike must have 75%-125% recovery 4) An acceptable method blank and calibration check blank must have a value within +/- LOQ. |  |  | 2/5/2019 9:47:01 AM
547655 | 200.7_M | UNKOWN | SDDENR_WQX |  |  |  | 4/25/2014 9:51:12 AM
1747 | 200.7_M | ICP-AES For Trace Element Analysis | USEPA |  |  |  | 8/12/2006 11:50:00 PM
62921 | 200.8 | 200.8 | 21IND_WQX |  |  |  | 10/27/2011 8:16:00 AM
5584 | 200.8 | Metals in Waters by ICP/MS | USEPA Rev 5.4 |  |  | https://www.nemi.gov/methods/method_summary/4665/ | 3/30/2018 2:36:40 PM
3091 | 200.8 | Metals in Waters by ICP/MS | USEPA | 200.8 ~ EPA-NERL ; Metals in Waters by ICP/MS | 0 | https://www.nemi.gov/methods/method_summary/4665/ | 12/20/2007 10:51:52 AM
459016 | 200.8 | UNKOWN | SDDENR_WQX |  |  |  | 4/25/2014 10:11:56 AM
65253 | 200.8 | Metals in Waters by ICP/MS | KAWNATON_WQX | null | null |  | 1/30/2014 11:55:19 AM
552190 | 200.8 | Metals in Waters by ICP/MS | SELDOVIA | Metals in Waters by ICP/MS |  |  | 7/22/2014 6:50:32 PM
291015 | 200.8 | 200.8 | INSTOR_WQX |  |  |  | 10/31/2018 8:16:16 AM
553687 | 200.8 | APHA | HOPTERA_WQX |  |  |  | 9/24/2014 1:05:32 PM
262268 | 200.8 MOD | Metals, tot. recoverable in aq. samples by ICP mass spec. | 21FLPNS_WQX |  |  |  | 5/29/2014 9:31:16 AM
1748 | 200.8(S) | Metals in Wastes by ICP/MS | USEPA | in Sediment |  |  | 8/12/2006 11:50:00 PM
1749 | 200.8(W) | Metals in Waters by ICP/MS | USEPA | 200.8 ~ EPA-NERL ; Metals in Waters by ICP/MS | 0 | https://www.nemi.gov/methods/method_summary/4665/ | 8/12/2006 11:50:00 PM
458991 | 200.8(W) | UNKOWN | SDDENR_WQX | in Water |  |  | 4/25/2014 10:11:52 AM
110615 | 200.9 | Metals by Temperature Stabilized GFAA | KAWNATON_WQX | null | null |  | 1/30/2014 11:57:33 AM
1750 | 200.9 | Metals by Temperature Stabilized GFAA | USEPA | 200.9 ~ EPA-NERL ; Trace Elements in Water by GFAA |  | https://www.nemi.gov/methods/method_summary/4797/ | 8/12/2006 11:50:00 PM
507261 | 200.9 | 200.9 | INSTOR_WQX |  |  |  | 5/27/2016 10:49:00 AM
743073 | 200.9 | Determination of Trace Elements by Stabilized Temperature Graphic Furnace Atomic Absorption | USEPA Rev 2.2 | https://www.epa.gov/sites/production/files/2015-08/documents/method_200-9_rev_2-2_1994.pdf |  |  | 3/30/2018 6:10:11 PM
952 | 2000 | Methanol by GC/FID | NIOSH |  |  |  | 8/12/2006 11:50:00 PM
110089 | 2000.0 | ACUTE TOXICITY TESTS FOR WATERS USING FATHEAD MINNOWS | USEPA |  |  |  | 12/28/2010 4:28:40 PM
953 | 2002 | Amines, Aromatics by GC/FID | NIOSH |  |  |  | 8/12/2006 11:50:00 PM
110088 | 2002.0 | ACUTE TOXICITY TESTS WITH EFFLUENTS AND RECIEVING WATERS USING CERIODAPHNIA DUBIA | USEPA |  |  |  | 12/28/2010 4:28:38 PM
954 | 2003 | 1,1,2,2-Tetrabromoethane by GC/FID | NIOSH |  |  |  | 8/12/2006 11:50:00 PM
955 | 2004 | Amides by GC/FID | NIOSH |  |  |  | 8/12/2006 11:50:00 PM
5557 | 2004.0 | Acute Toxicity Tests of Marine Organisms - Sheepshead minnow, Cyprinodon variegatus | USEPA | https://www.epa.gov/cwa-methods/acute-toxicity-wet-methods |  |  | 7/20/2016 2:10:04 PM
956 | 2005 | Nitrobenzenes by GC/FID | NIOSH |  |  |  | 8/12/2006 11:50:00 PM
5318 | 2005.06 | Liquid chromatography-fluorescence detection method for the determination of paralytic shellfish toxins in scallops | AOAC |  |  |  | 9/14/2015 12:21:12 PM
5558 | 2006.0 | Acute Toxicity Tests of Marine Organisms - Silverside, Menidia beryllina, Menidia menidia, and Menidia peninsulae | USEPA | https://www.epa.gov/cwa-methods/acute-toxicity-wet-methods |  |  | 7/20/2016 2:10:04 PM
957 | 2007 | Amioethanol compound I | NIOSH |  |  |  | 8/12/2006 11:50:00 PM
5559 | 2007.0 | Acute Toxicity Tests of Marine Organisms - Mysid, Americamysis bahia | USEPA | https://www.epa.gov/cwa-methods/acute-toxicity-wet-methods |  |  | 7/20/2016 2:10:04 PM
67451 | 2008 | Chloroacetic Acid by Ion Chromatography | KAWNATON_WQX | null | null |  | 1/30/2014 12:06:39 PM
958 | 2008 | Chloroacetic Acid by Ion Chromatography | NIOSH |  |  |  | 8/12/2006 11:50:00 PM
566594 | 201 | EPA 200.9 | CEDEN | Trace Elements by Stabilized Temperature Graphite Furnace AA Spectrometry |  |  | 3/9/2016 5:26:10 PM
1751 | 201(CSR) | Determination of PM10 Emissions | USEPA |  |  |  | 8/12/2006 11:50:00 PM
1752 | 201(EGR) | Determination of PM10 Emissions | USEPA |  |  |  | 8/12/2006 11:50:00 PM
959 | 2010 | Amines, Aliphatic by GC/FID | NIOSH |  |  |  | 8/12/2006 11:50:00 PM
960 | 2011 | Formic Acid by Ion Chromatography | NIOSH |  |  |  | 8/12/2006 11:50:00 PM
961 | 2012 | n-Butylamine by GC/FID | NIOSH |  |  |  | 8/12/2006 11:50:00 PM
962 | 2013 | Phenyl Ether-Diphenyl Mixture by GC/FID | NIOSH |  |  |  | 8/12/2006 11:50:00 PM
963 | 2014 | p-Chlorophenol by HPLC/UV | NIOSH |  |  |  | 8/12/2006 11:50:00 PM
964 | 2015 | Chloroacetaldehyde by GC/ECD | NIOSH |  |  |  | 8/12/2006 11:50:00 PM
736015 | 2015.01 | Heavy Metals in Food Inductively Coupled Plasma-Mass Spectrometry | AOAC | https://www.scribd.com/document/307771009/00-AOAC-Method-2015-01 |  |  | 7/5/2017 12:58:23 PM
5317 | 2015.03 | Sodium Fluoroacetate by LC-MS/MS | AOAC | http://www.aoac.org/imis15_prod/AOAC_Docs/NEWS/2015_03_Rev_2.pdf |  | https://www.nemi.gov/methods/method_summary/4743/ | 8/12/2006 12:00:00 AM
5555 | 2019.0 | Acute Toxicity Tests of Marine Orgs- Rainbow trout, Oncorhynchus mykiss, and Brook trout, Salvelinus fontinalis | USEPA | https://www.epa.gov/cwa-methods/acute-toxicity-wet-methods |  |  | 7/20/2016 2:10:03 PM
1753 | 202 | Determination of Particulate Emission | USEPA |  |  |  | 8/12/2006 11:50:00 PM
1754 | 202.1 | Aluminum by FLAA | USEPA | 202.1 ~ EPA-NERL ; Aluminum by Flame AA |  | https://www.nemi.gov/methods/method_summary/5267/ | 8/12/2006 11:50:00 PM
1755 | 202.1_M | Aluminum by FLAA | USEPA |  |  |  | 8/12/2006 11:50:00 PM
1756 | 202.2 | Aluminum by GFAA | USEPA | 202.2 ~ EPA-NERL ; Aluminum by Graphite Furnace AA |  | https://www.nemi.gov/methods/method_summary/5268/ | 8/12/2006 11:50:00 PM
1757 | 202.2_M | Aluminum by GFAA | USEPA |  |  |  | 8/12/2006 11:50:00 PM
1758 | 202.2_M/HG) | Mercury in Industrial Wastes by CVAA | USEPA |  |  |  | 8/12/2006 11:50:00 PM
1759 | 202.62(D) | KOH Fusion Samples by GFAA | USEPA |  |  |  | 8/12/2006 11:50:00 PM
5556 | 2021.0 | Acute Toxicity Tests of Marine Organisms - Daphnia puplex and Daphnia magna | USEPA | https://www.epa.gov/cwa-methods/acute-toxicity-wet-methods |  |  | 7/20/2016 2:10:04 PM
1760 | 203 | Determination of Opacity of Emissions | USEPA |  |  |  | 8/12/2006 11:50:00 PM
606208 | 203 | Calcium Carbonate Saturation | APHA |  |  |  | 10/20/2011 1:58:01 PM
459069 | 2036 | REGRAVAN | SDDENR_WQX |  |  |  | 5/1/2012 2:24:41 PM
1761 | 203A | Time-Averaged Opacity of Emissions | USEPA |  |  |  | 8/12/2006 11:50:00 PM
1762 | 203B | Opacity of Emission - Time Exception Regs. | USEPA |  |  |  | 8/12/2006 11:50:00 PM
1763 | 203C | Opacity of Emission - Instantaneous Regs. | USEPA |  |  |  | 8/12/2006 11:50:00 PM
566489 | 204 | EPA 354.1 | CEDEN | Nitrite as N by Spectrophotometry |  |  | 5/15/2018 11:21:20 PM
1764 | 204.1 | Antimony by FLAA | USEPA | 204.1 ~ EPA-NERL ; Antimony by Flame AA |  | https://www.nemi.gov/methods/method_summary/5269/ | 8/12/2006 11:50:00 PM
1765 | 204.1_M | Antimony by FLAA | USEPA |  |  |  | 8/12/2006 11:50:00 PM
507507 | 204.2 | 204.2 | INSTOR_WQX |  |  |  | 2/3/2016 8:48:38 AM
1766 | 204.2 | Antimony by GFAA | USEPA | 204.2 ~ EPA-NERL ; Antimony by Graphite Furnace AA |  | https://www.nemi.gov/methods/method_summary/5270/ | 8/12/2006 11:50:00 PM
1767 | 204.2_M | Antimony by GFAA | USEPA |  |  |  | 8/12/2006 11:50:00 PM
566629 | 205 | EPA 8260B | CEDEN | Volatile Organic Compounds by GC/MS, Update B |  |  | 5/15/2018 11:38:35 PM
551316 | 205 | Polynuclear Aromatic Hydrocarbons | MDEDAT01_WQX | A measured volume of sample, approximately one-liter, is solvent extracted with methylene chloride using a separatory funnel. The methylene chloride extract is dried and concentrated to a volume of 10 ml or less. The solvent is exchanged to cyclohexane prior to cleanup. Following cleanup, when using HPLC for determination of the PAHs, the solvent is exchanged to acentonitrile. Ultraviolet (UV) and fluorescence detectors are used with HPLC. When cleanup is not required and flame ionization detector GC is used for determination, the methylene chloride extract may be analyzed directly. When cleanup is required the cyclohexane exchange is made. Instrumental conditions are described which permit the separation and measurement of the PAH compounds. A silica gel column cleanup procedure is provided to aid in the elimination of interferences that may be encountered. (EPA 610) Citation: Resource Monitoring Data Storage System Data Sheets Forms and Procedures |  |  | 5/24/2014 2:11:09 PM
734664 | 206 | EPA 351.4 | CEDEN | Total Kjeldahl Nitrogen; Potentiometric, Ion Selective Electrode |  |  | 5/15/2018 11:24:06 PM
110613 | 206.2 | Arsenic by GFAA | KAWNATON_WQX | null | null |  | 1/30/2014 11:57:27 AM
547656 | 206.2 | UNKOWN | SDDENR_WQX |  |  |  | 4/25/2014 9:51:12 AM
511126 | 206.2 | 206.2 | WYDEQ_WQX |  |  |  | 10/10/2012 6:17:40 PM
507779 | 206.2 | 206.2 | INSTOR_WQX |  |  |  | 5/27/2016 11:16:17 AM
1768 | 206.2 | Arsenic by GFAA | USEPA | 206.2 ~ EPA-NERL ; Arsenic by Graphite Furnace AA |  | https://www.nemi.gov/methods/method_summary/5271/ | 8/12/2006 11:50:00 PM
1769 | 206.2_M | Arsenic by GFAA | USEPA |  |  |  | 8/12/2006 11:50:00 PM
1770 | 206.3 | Arsenic by HYDAA | USEPA | 206.3 ~ EPA-NERL ; Arsenic by Gaseous Hydride Generation and AA |  | https://www.nemi.gov/methods/method_summary/5272/ | 8/12/2006 11:50:00 PM
1771 | 206.3_M | Hydride Generation ICP | USEPA |  |  |  | 8/12/2006 11:50:00 PM
1772 | 206.4 | Arsenic by Spectrophotometric Analysis | USEPA | 206.4 ~ EPA-NERL ; Arsenic by Spectrophotometry |  | https://www.nemi.gov/methods/method_summary/5273/ | 8/12/2006 11:50:00 PM
1773 | 206.5 | Arsenic Digestion for HYDAA | USEPA | 206.5 ~ EPA-NERL ; Sample Digestion for Arsenic |  | https://www.nemi.gov/methods/method_summary/5274/ | 8/12/2006 11:50:00 PM
566424 | 207 | SM 5310 B | CEDEN | Total Organic Carbon High-Temperature Combustion Method |  |  | 5/15/2018 11:21:02 PM
566412 | 208 | EPA 600/4-90-027F | CEDEN | EPA 600/4-90-027F, EPA 1993: Acute Toxicity Test:Hyalella Azteca, Ceriodaphnia, Pimephales, Mysids, old reference |  |  | 3/9/2016 6:07:57 PM
511123 | 208.1 | 208.1 | WYDEQ_WQX |  |  |  | 10/10/2012 6:18:00 PM
1774 | 208.1 | Barium by FLAA | USEPA | 208.1 ~ EPA-NERL ; Barium by Flame AA |  | https://www.nemi.gov/methods/method_summary/5275/ | 8/12/2006 11:50:00 PM
131947 | 208.1 | Barium by FLAA | KAWNATON_WQX | null | null |  | 1/30/2014 11:56:08 AM
1775 | 208.1_M | Barium by FLAA | USEPA |  |  |  | 8/12/2006 11:50:00 PM
1776 | 208.2 | Barium by GFAA | USEPA | 208.2 ~ EPA-NERL ; Barium by Graphite Furnace AA |  | https://www.nemi.gov/methods/method_summary/5276/ | 8/12/2006 11:50:00 PM
1777 | 208.2_M | Barium by GFAA | USEPA |  |  |  | 8/12/2006 11:50:00 PM
566630 | 209 | EPA 547 | CEDEN | Determination of Glyphosphate in drinking water by direct-aqueous injection, HPLC post column derivitization & fluorescence detection |  |  | 5/15/2018 11:21:04 PM
5286 | 209C | Residue Non- filterable (TSS) | APHA_SM19ED | Standard Methods (19th ed.) 209C (gravimetric, 103-105 degree C post washing of residue) mg/L |  |  | 12/9/2014 7:55:50 AM
551288 | 20B | Sodium Adsorption Ratio | NRTHCHEY |  |  |  | 8/30/2018 9:33:56 AM
733466 | 21 | MTF | CABEACH_WQX | MTF |  |  | 2/25/2019 6:40:44 PM
566400 | 210 | EPA 8141A | CEDEN | Organophosphorus Pesticides capillary method by GC/FPD or GC/NPD |  |  | 5/15/2018 11:21:29 PM
1778 | 210.1 | Beryllium by FLAA | USEPA | 210.1 ~ EPA-NERL ; Beryllium by Flame AA |  | https://www.nemi.gov/methods/method_summary/5277/ | 8/12/2006 11:50:00 PM
1779 | 210.1_M | Beryllium by FLAA | USEPA |  |  |  | 8/12/2006 11:50:00 PM
1780 | 210.2 | Beryllium by GFAA | USEPA | 210.2 ~ EPA-NERL ; Beryllium by Graphite Furnace AA |  | https://www.nemi.gov/methods/method_summary/5278/ | 8/12/2006 11:50:00 PM
1781 | 210.2_M | Beryllium by GFAA | USEPA |  |  |  | 8/12/2006 11:50:00 PM
2913 | 211.1 | Organochlorine Residues for Fatty Foods | USFDA |  |  |  | 8/12/2006 11:50:00 PM
110627 | 2110 | Visual Appearance | MNPCA |  |  |  | 6/5/2014 1:22:37 PM
1782 | 212.3 | Boron by Colorimetric Analysis | USEPA | 212.3 ~ EPA-NERL ; Boron by Colorimetry |  | https://www.nemi.gov/methods/method_summary/5279/ | 8/12/2006 11:50:00 PM
179 | 2120-B | Color in Water by Visual Comparison | APHA | 2120 B ~ Standard Methods ; Color in Water by Visual Comparison Method |  | https://www.nemi.gov/methods/method_summary/9730/ | 8/12/2006 11:50:00 PM
109632 | 2120-B(M) | Color in Water by Spectrophotometry Modified | 21FLORAN_WQX |  |  |  | 12/5/2018 11:52:34 AM
180 | 2120-C | Color in Water by Spectrophotometry | APHA | 2120 C ~ Standard Methods ; Color in Water by Spectrophotometry |  | https://www.nemi.gov/methods/method_summary/9731/ | 8/12/2006 11:50:00 PM
107206 | 2120-C | Color in Water by Spectrophotometry | MEDEP_WQX |  |  |  | 5/21/2010 7:02:27 PM
181 | 2120-D | Color in Water Using Tristimulus Filters | APHA |  |  |  | 8/12/2006 11:50:00 PM
182 | 2120-E | Color in Water Using the ADMI Method | APHA | 2120 E ~ Standard Methods ; Color in Water by ADMI Tristimulus Method |  | https://www.nemi.gov/methods/method_summary/9732/ | 8/12/2006 11:50:00 PM
257387 | 2120B | STANDARD METHODS 2120B COLOR BY VISUAL | 21FLWPB_WQX |  |  |  | 11/19/2018 4:03:55 PM
1783 | 213.1 | Cadmium by FLAA | USEPA | 213.1 ~ EPA-NERL ; Cadmium by Flame AA |  | https://www.nemi.gov/methods/method_summary/5770/ | 8/12/2006 11:50:00 PM
1784 | 213.1_M | Cadmium by FLAA | USEPA |  |  |  | 8/12/2006 11:50:00 PM
511111 | 213.2 | 213.2 | WYDEQ_WQX |  |  |  | 10/10/2012 6:47:51 PM
509103 | 213.2 | 213.2 | WQXTEST |  |  |  | 10/17/2013 3:35:25 PM
507780 | 213.2 | 213.2 | INSTOR_WQX |  |  |  | 5/27/2016 11:16:17 AM
1785 | 213.2 | Cadmium by GFAA | USEPA | 213.2 ~ EPA-NERL ; Cadmium by GFAA |  | https://www.nemi.gov/methods/method_summary/4666/ | 8/12/2006 11:50:00 PM
511084 | 213.2 | 213.2 | WYDEQ_Watershed |  |  |  | 11/15/2016 5:45:23 PM
1786 | 213.2_M | Cadmium by GFAA | USEPA |  |  |  | 8/12/2006 11:50:00 PM
554948 | 2130 | Turbidity | KIOWA_WQX |  |  |  | 10/14/2014 1:49:58 PM
183 | 2130 | Turbidity in Water | APHA |  |  |  | 8/12/2006 11:50:00 PM
131955 | 2130 | Turbidity in Water | OTTAWATRIBEOFOK |  |  |  | 6/24/2011 4:45:28 PM
109927 | 2130 B | Turbidity | 21FLPOLK_WQX |  |  |  | 12/5/2018 1:10:38 PM
110618 | 2130-B | Nephelometric Method | KAWNATON_WQX | null | null |  | 1/30/2014 11:55:33 AM
131924 | 2130-B | Same as 2130B | LADEQWPD_WQX |  |  |  | 3/23/2016 3:19:52 PM
107189 | 2130-B | Nephelometric Method | MEDEP_WQX |  |  |  | 5/21/2010 6:56:53 PM
262021 | 2130-B | Turbidity | 21FLVEMD_WQX | SM 2130-B Turbidity |  |  | 12/20/2013 10:32:47 AM
3019 | 2130-B | Nephelometric Method | APHA | 2130 B ~ Standard Methods ; Turbidity by Nephelometry |  | https://www.nemi.gov/methods/method_summary/9645/ | 2/20/2007 1:19:59 PM
229536 | 2130B | STANDARD METHODS 2130B TURBIDITY NTU | 21FLWPB_WQX |  |  |  | 11/19/2018 4:03:55 PM
566516 | 214 | EPA 600/R-95-136 | CEDEN | EPA 600/R-95-136, EPA 1995: Marine Chronic Test: Atherinops, Mytilus, Strongylocentrotus (development & fertilization), Holmesimysis |  |  | 5/16/2018 1:07:43 AM
566472 | 215 | SM 2510 B | CEDEN | Specific Conductance using electrode |  |  | 5/15/2018 11:22:11 PM
509072 | 215.1 | Calcium by FLAA | WQXTEST | Method Description | QualTypeName |  | 12/24/2018 5:07:39 PM
511082 | 215.1 | 215.1 | WYDEQ_Watershed |  |  |  | 11/16/2016 12:09:31 PM
511098 | 215.1 | 215.1 | WYDEQ_WQX |  |  |  | 10/10/2012 6:47:35 PM
1787 | 215.1 | Calcium by FLAA | USEPA | 215.1 ~ EPA-NERL ; Calcium by Flame AA |  | https://www.nemi.gov/methods/method_summary/5280/ | 8/12/2006 11:50:00 PM
1788 | 215.1_M | Calcium by FLAA | USEPA |  |  |  | 8/12/2006 11:50:00 PM
1789 | 215.2 | Calcium by EDTA Titrimetric Analysis | USEPA | 215.2 ~ EPA-NERL ; Calcium by Titrimetry |  | https://www.nemi.gov/methods/method_summary/5281/ | 8/12/2006 11:50:00 PM
507331 | 215.2 | 215.2 | INSTOR_WQX |  |  |  | 11/2/2015 11:48:39 AM
184 | 2150 | Odor in Water by Threshold Testing | APHA |  |  |  | 8/12/2006 11:50:00 PM
4612 | 2150 B | Threshold Odor Test | APHA | 2150B / 2150 B ~ Standard Methods ; Threshold Odor Test |  | https://www.nemi.gov/methods/method_summary/9883/ | 7/31/2013 12:00:00 AM
566414 | 216 | SM 4500-NH3 D v20,21 | CEDEN | Nitrogen (Ammonia): Ammonia-Selective Electrode Method, SM Edition 20 and 21 |  |  | 5/15/2018 11:21:26 PM
185 | 2160-B | Taste in Water by Flavor Threshold Test | APHA |  |  |  | 8/12/2006 11:50:00 PM
186 | 2160-C | Taste in Water by Flavor Rating | APHA |  |  |  | 8/12/2006 11:50:00 PM
187 | 2170 | Taste and Odor by Profile Analysis | APHA |  |  |  | 8/12/2006 11:50:00 PM
1790 | 218.1 | Chromium by FLAA | USEPA | 218.1 ~ EPA-NERL ; Chromium by Flame AA |  | https://www.nemi.gov/methods/method_summary/5282/ | 8/12/2006 11:50:00 PM
733175 | 218.1 | 218.1 | WYDEQ_Watershed |  |  |  | 11/16/2016 12:10:02 PM
511130 | 218.1 | 218.1 | WYDEQ_WQX |  |  |  | 10/10/2012 5:38:59 PM
1791 | 218.1_M | Chromium by FLAA | USEPA |  |  |  | 8/12/2006 11:50:00 PM
507511 | 218.2 | 218.2 | INSTOR_WQX |  |  |  | 5/27/2016 11:21:22 AM
1792 | 218.2 | Chromium by GFAA | USEPA | 218.2 ~ EPA-NERL ; Chromium by Graphite Furnace AA |  | https://www.nemi.gov/methods/method_summary/5283/ | 8/12/2006 11:50:00 PM
459027 | 218.2 | UNKOWN | SDDENR_WQX |  |  |  | 4/25/2014 9:44:58 AM
1793 | 218.2_M | Chromium by GFAA | USEPA |  |  |  | 8/12/2006 11:50:00 PM
1794 | 218.3 | Chromium by Chelation Extraction FLAA | USEPA | 218.3 ~ EPA-NERL ; Chromium by Chelation Extraction and Flame AA |  | https://www.nemi.gov/methods/method_summary/5284/ | 8/12/2006 11:50:00 PM
1795 | 218.4 | Hexavalent Chromium by FLAA | USEPA | 218.4 ~ EPA-NERL ; Hexavalent Chromium Using Chelation Extraction and AA |  | https://www.nemi.gov/methods/method_summary/4820/ | 8/12/2006 11:50:00 PM
1796 | 218.5 | Hexavalent Chromium by GFAA | USEPA |  |  |  | 8/12/2006 11:50:00 PM
1797 | 218.6 | Hexavalent Chromium by Ion Chromatograph | USEPA | 218.6 ~ EPA-ORD / EPA-OST ; Hexavalent Chromium in Water by Ion Chromatography |  | https://www.nemi.gov/methods/method_summary/9508/ | 8/12/2006 11:50:00 PM
507343 | 218.6 | 218.6 | INSTOR_WQX |  |  |  | 3/27/2013 5:23:15 PM
566388 | 219 | EPA 7473 | CEDEN | Mercury in solids and solutions by Thermal Decomposition, Amalgamation, and Atomic Absorption Spectrophotemetry |  |  | 5/15/2018 11:22:07 PM
1798 | 219.1 | Cobalt by FLAA | USEPA | 219.1 ~ EPA-NERL ; Cobalt by Flame AA |  | https://www.nemi.gov/methods/method_summary/5285/ | 8/12/2006 11:50:00 PM
1799 | 219.1_M | Cobalt by FLAA | USEPA |  |  |  | 8/12/2006 11:50:00 PM
1800 | 219.2 | Cobalt by GFAA | USEPA | 219.2 ~ EPA-NERL ; Cobalt by Graphite Furnace AA |  | https://www.nemi.gov/methods/method_summary/5286/ | 8/12/2006 11:50:00 PM
1801 | 219.2_M | Cobalt by GFAA | USEPA |  |  |  | 8/12/2006 11:50:00 PM
40917 | 21AQ-CNMI-001 | 21AQ-CNMI-001 | 21AQ_WQX |  |  |  | 7/23/2009 1:02:09 AM
40918 | 21AQ-CNMI-002 | 21AQ-CNMI-002 | 21AQ_WQX |  |  |  | 7/23/2009 1:02:09 AM
40919 | 21AQ-CNMI-005 | 21AQ-CNMI-005 | 21AQ_WQX |  |  |  | 7/23/2009 1:02:09 AM
764377 | 21FLVEMD | SOP-1 VCEH Lab Surface Water SOP | 21FLVEMD_WQX | VCEH Lab SOP for Suface Water sampling including proper bottle selection for tests to be performed, plastic and glassware cleaning, collection, handling and transport of samples. Follows Florida DEP SOPs unless otherwise noted. |  |  | 12/5/2018 4:29:05 PM
257223 | 21SC60WQ_WQX | 21SC60WQ_WQX | 21SC60WQ_WQX | NA |  |  | 3/26/2013 10:48:10 AM
187096 | 21SCSHL_WQX | 21SCSHL_WQX | 21SCSHL_WQX | NA |  |  | 9/4/2012 1:57:27 PM
522190 | 21SDAK01 | SAR | SDDENR_WQX | Calculated SAR - provided by BOR laboratory Citation: WRAP |  |  | 2/28/2013 7:53:35 PM
566433 | 22 | EPA 365.3 | CEDEN | Orthophosphate, Total Phosphate, all forms of phosphorus (Colormetric, Ascorbic Acid, Two Reagent) |  |  | 5/15/2018 11:21:47 PM
511087 | 220.1 | 220.1 | WYDEQ_Watershed |  |  |  | 11/15/2016 5:45:23 PM
1802 | 220.1 | Copper by FLAA | USEPA | 220.1 ~ EPA-NERL ; Copper by Flame AA |  | https://www.nemi.gov/methods/method_summary/5287/ | 8/12/2006 11:50:00 PM
511113 | 220.1 | 220.1 | WYDEQ_WQX |  |  |  | 10/10/2012 6:47:51 PM
509095 | 220.1 | 220.1 | WQXTEST |  |  |  | 10/17/2013 3:35:24 PM
1803 | 220.1_M | Copper by FLAA | USEPA |  |  |  | 8/12/2006 11:50:00 PM
1804 | 220.2 | Copper by GFAA | USEPA | 220.2 ~ EPA-NERL ; Copper by Graphite Furnace AA |  | https://www.nemi.gov/methods/method_summary/5293/ | 8/12/2006 11:50:00 PM
507783 | 220.2 | 220.2 | INSTOR_WQX |  |  |  | 8/10/2015 10:16:27 AM
1805 | 220.2_M | Copper by GFAA | USEPA |  |  |  | 8/12/2006 11:50:00 PM
2914 | 221.1 | Chlorophenoxy Acid and Pentachlorophenol | USFDA |  |  |  | 8/12/2006 11:50:00 PM
566497 | 226 | EPA 1630M | CEDEN | Modification of Methyl Mercury in Water by Distillation, Aqueous Ethylation, Purge and Trap, and CVAFS |  |  | 5/16/2018 12:09:06 AM
566610 | 228 | EPA 245.5 | CEDEN | Mercury in Sediments and Tissue by Manual Cold Vapor Atomic Absorption (CVAA) |  |  | 5/16/2018 12:29:00 AM
1806 | 23 | PCDDs and PCDFs in Air Emissions | USEPA |  |  |  | 8/12/2006 11:50:00 PM
566500 | 23 | EPA 440 | CEDEN | Elemental C and N by Combustion and Thermal Conductivity |  |  | 5/15/2018 11:21:57 PM
257338 | 23 | Arsenic (As) in Sediments/tissue | MDEDAT01_WQX |  |  |  | 9/6/2017 9:51:18 AM
566646 | 230 | QC 10107061G | CEDEN | Nitrogen (Ammonia): Lachat QuikChem Flow Injection Analyzer Method |  |  | 5/15/2018 11:48:36 PM
566609 | 231 | QC 10115012B | CEDEN | Total Phosphate as P: Lachat QuikChem Flow Injection Analyzer Method by persulfate digestion |  |  | 5/16/2018 12:30:06 AM
2915 | 231.1 | Organophosphorous Residue for Fatty Food | USFDA |  |  |  | 8/12/2006 11:50:00 PM
1807 | 231.1 | Gold by FLAA | USEPA | 231.1 ~ EPA-NERL ; Gold by Flame AA |  | https://www.nemi.gov/methods/method_summary/5348/ | 8/12/2006 11:50:00 PM
1808 | 231.2 | Gold by GFAA | USEPA | 231.2 ~ EPA-NERL ; Gold by Graphite Furnace AA |  | https://www.nemi.gov/methods/method_summary/5294/ | 8/12/2006 11:50:00 PM
188 | 2310 | Acidity in Water by Titration | APHA |  |  |  | 8/12/2006 11:50:00 PM
743071 | 2310 B | acidity, titration using electrometric endpoint or phenolphthalein endpoint | APHA (2011) |  |  |  | 3/30/2018 6:11:22 PM
4613 | 2310 B | Acidity by Titration | APHA | 2310B / 2310 B ~ Standard Methods ; Acidity by Titration |  | https://www.nemi.gov/methods/method_summary/9891/ | 7/31/2013 12:00:00 AM
65270 | 2320 | Alkalinity in Water by Titration | KAWNATON_WQX | null | null |  | 1/30/2014 11:58:44 AM
189 | 2320 | Alkalinity in Water by Titration | APHA |  |  |  | 8/12/2006 11:50:00 PM
107208 | 2320 | Alkalinity in Water by Titration | MEDEP_WQX |  |  |  | 5/21/2010 7:03:44 PM
459007 | 2320 | UNKOWN | SDDENR_WQX |  |  |  | 4/25/2014 10:11:49 AM
109931 | 2320 B | Alkalinity total | 21FLPOLK_WQX |  |  |  | 12/5/2018 1:10:38 PM
743070 | 2320 B | alkalinity, electrometric or colorimetric titration to pH 4.5 | APHA (2011) |  |  |  | 3/30/2018 6:11:26 PM
731520 | 2320 B MODIFIED | UNH METHOD | 11113300 | METHOD OBTAINED FROM UNIVERSITY OF NEW HAMPSHIRE. |  |  | 4/11/2016 12:18:51 PM
732220 | 2320 B MODIFIED | UNH METHOD | U_NH01 | METHOD OBTAINED FROM UNIVERSITY OF NEW HAMPSHIRE. |  |  | 1/24/2017 12:13:05 PM
107191 | 2320-B | Alkalinity by Gran Titration | MEDEP_WQX |  |  |  | 5/21/2010 6:56:54 PM
764559 | 2320-B | Alkalinity, Total | 21FLALTA_WQX |  |  |  | 1/24/2019 10:09:20 AM
730235 | 2320-B | Alkalinity, Total as CaCO3 | NRTHCHEY | Alkalinity, Total as CaCO3 |  |  | 8/30/2018 9:34:01 AM
65250 | 2320-B | Alkalinity by Gran Titration | KAWNATON_WQX | null | null |  | 1/30/2014 11:55:32 AM
3063 | 2320-B | Alkalinity by Gran Titration | APHA | 2320 B ~ Standard Methods ; Alkalinity by Titration |  | https://www.nemi.gov/methods/method_summary/9694/ | 9/25/2007 11:06:33 AM
459000 | 2320-B | UNKOWN | SDDENR_WQX |  |  |  | 4/25/2014 10:11:49 AM
257403 | 2320B | STANDARD METHODS 2320B - ALKALINITY | 21FLWPB_WQX |  |  |  | 12/21/2016 2:30:49 PM
530143 | 2320B | Alkalinity, Bicarbonate as CaCO3 Analytical Procedure | FTBLKNAP | Citation: Fort Belknap Quality Assurance Project Plan |  |  | 9/11/2018 1:31:52 PM
764383 | 2320B | Alkalinity, Carbonate as CaCO3 | 21FLVEMD_WQX |  |  |  | 12/5/2018 4:29:12 PM
740995 | 2320B | APHA | UTEMTN | Alkalinity Titration Method |  |  | 4/9/2018 7:19:13 PM
566446 | 233 | SM 2540 G | CEDEN | Total, Fixed, and Volatile Solids in Solid & Semisolid Samples v.21 |  |  | 5/15/2018 11:22:40 PM
5542 | 2330-B | Calcium Carbonate Saturation | APHA |  |  |  | 4/13/2016 1:12:53 PM
262070 | 2330B | Corrosivity | UTAHDWQ_WQX |  |  |  | 3/14/2016 7:23:52 PM
553622 | 2330B | Langelier Index | SELDOVIA | Langelier Index |  |  | 4/6/2015 5:49:50 PM
270998 | 2334.04 | Field sampling params. | EPA_R7_WQX |  |  |  | 12/11/2015 2:00:21 PM
109550 | 2334.22 | Chlorophyll a | EPA_R7_WQX |  |  |  | 12/11/2017 3:17:01 PM
257283 | 2334.22A | Chlorophyll a | EPA_R7_WQX |  |  |  | 9/3/2015 10:54:27 AM
107231 | 2334.25 | E. Coli and Total Coliform | EPA_R7_WQX | Sterile bottle. Preservation 4 deg C. Holding Times: 6 hours. |  |  | 3/7/2016 10:56:56 AM
514120 | 2334.26 | Organic Carbon | EPA_R7_WQX |  |  |  | 12/11/2015 2:00:22 PM
257282 | 2338.03 | Nutrient Analysis | EPA_R7_WQX | A. PURPOSE AND APPLICABILITY The purpose of this procedure is to provide total nitrogen (organic nitrogen + ammonium + nitrate + nitrite) and total phosphorus (all forms) results for water monitoring samples. This procedure is based on USGS methods I-2650-03 and I-4650- 03 for determining total nitrogen and total phosphorus in whole and filtered water samples, and Standard Methods 4500-P J for simultaneous determination of Total Nitrogen and Total Phosphorus. This SOP is applicable to all Region 7 ENSV/EAMB personnel. B. SUMMARY OF METHOD Water samples are collected in 1 L cubi-containers and acidified in the field with 2 mL of concentrated sulfuric acid. Samples are digested with alkaline persulfate reagent in an autoclave (or digestion block, if no autoclave is available). Sample pH changes from >12 to <2.2 during the course of the reaction. All forms of nitrogen are oxidized to NO3 and all forms of phosphorus are hydrolyzed to ortho-phosphate. The samples are then analyzed by flow injection analysis for nitrate by cadmium reduction, Griessreaction (EPA method 353.2) and ortho-phosphate by phosphoantimonylmolybdenum blue method (EPA method 365.1). The results are reported via excel spreadsheet to project leader and STORET coordinator. |  |  | 12/26/2017 3:54:00 PM
565370 | 2338.03A | Nutrient Analysis | EPA_R7_WQX | A. PURPOSE AND APPLICABILITY The purpose of this procedure is to provide total nitrogen (organic nitrogen+ ammonium+ nitrate+ nitrite) and total phosphorus (all forms) results for water monitoring samples. This procedure is based on USGS methods 1-2650-03 and 1-4650- 03 for determining total nitrogen and total phosphorus in whole and filtered water samples, and Standard Methods 4500-P J for simultaneous determination of Total Nitrogen and Total Phosphorus. This SOP is applicable to all Region 7 ENSV/EAMB personnel. B. SUMMARY OF METHOD Water samples are collected in 1 L cubi-containers and acidified in the field with 2 mL of concentrated sulfuric acid. Samples are digested with alkaline persulfate reagent in an autoclave (or digestion block, if no autoclave is available). Sample pH changes from > 12 to <2.2 during the course of the reaction. All forms of nitrogen are oxidized to N03 and all forms of phosphorus are hydrolyzed to ortho-phosphate. The samples are then analyzed by flow injection analysis for nitrate by cadmium reduction, Griessreaction (EPA method 353.2) and ortho-phosphate by phosphoantimonylmolybdenum blue method (EPA method 3 65 .1 ). The results are reported via excel spreadsheet to project leader and STORET coordinator. |  |  | 12/14/2015 12:56:50 PM
505723 | 2338.04 | Microcystin LR | EPA_R7_WQX |  |  |  | 9/21/2015 10:20:01 AM
732256 | 2338.10 | Fluorometric Analysis of Chlorophyll a (originally 2334.22A) | EPA_R7_WQX | The purpose of this procedure is to produce chlorophyll a results from periphyton and phytoplankton water column and substrate samples using florescence detection. The turner 10-AU fluorometer uses filters and lamps designed especially to reduce the interference of chlorophyll b and pheopigments without the acidification technique decribed in Standards Methods. The procedure is based on EPA Method 445.0, Standard MEthods 10200 H, the procedure detailed by Dr. Weschmeyer, Fluorometric Analysis of Chlorophyll A in the presence of Chlorophyll B and Pheopigments, the extraction procedure shared by the Kansas Biological Survey, and the procedure outlined by the instrument manufacturer, Turner Designs: A Procedure for Measuring Extracted Chlorophyll a Free from the Errors Associated with Chlorophyll b and Pheopigments. This SOP applies to all Assessment and Monitoring Branch (EAMB) staff. |  |  | 12/26/2017 3:54:00 PM
743208 | 2338.13 | Field Analysis of Total Organic Carbon (originally 2334.26B) | EPA_R7_WQX |  |  |  | 12/26/2017 3:54:00 PM
566402 | 234 | EPA 160.4 | CEDEN | Residue, Volatile (Gravimetric, Ignition at 550°C) |  |  | 5/15/2018 11:21:03 PM
65276 | 2340 | Hardness in Water by EDTA Titration | KAWNATON_WQX | null | null |  | 2/3/2011 2:59:16 PM
522152 | 2340 | Total Hardness - CT | USCOEKY |  |  |  | 2/11/2013 11:19:41 AM
109932 | 2340 B | Calcium Hardness | 21FLPOLK_WQX |  |  |  | 12/5/2018 1:10:38 PM
764384 | 2340-B | Hardness Calculated Ca+Mg | 21FLVEMD_WQX | Hardness Calculated Ca+Mg in water |  |  | 12/5/2018 4:29:12 PM
20094 | 2340-B | Hardness by Calculation | 1VTDECWQ |  |  |  | 6/9/2009 9:44:19 AM
459009 | 2340-B | UNKOWN | SDDENR_WQX |  |  |  | 4/25/2014 10:12:00 AM
3053 | 2340B | Hardness by Calculation | APHA | 2340B ~ Standard Methods ; Hardness in Water by EDTA Titration |  | https://www.nemi.gov/methods/method_summary/4679/ | 8/29/2007 11:24:11 AM
65262 | 2340B | Hardness in Water by Calculation | KAWNATON_WQX | null | null |  | 1/30/2014 11:56:51 AM
553690 | 2340B | APHA | HOPTERA_WQX |  |  |  | 9/24/2014 1:06:46 PM
3142 | 2340C | EDTA Titrimetric Method (Hardness) | APHA_SM20ED |  |  |  | 3/14/2008 2:45:00 PM
229537 | 2340C | STANDARD METHODS 2340C - HARDNESS | 21FLWPB_WQX |  |  |  | 11/19/2018 4:03:55 PM
131953 | 2340C | Hardness in Water by EDTA Titration | KAWNATON_WQX | null | null |  | 1/30/2014 12:01:20 PM
4614 | 2340C | EDTA Titrimetric Method (Hardness) | APHA | 2340C ~ Standard Methods ; EDTA Titrimetric Method (Hardness) |  | https://www.nemi.gov/methods/method_summary/5701/ | 7/31/2013 12:00:00 AM
5566 | 2340C | EDTA Titrimetric Method (Hardness) | APHA (1997) | Not current version URL: https://www.nemi.gov/methods/method_summary/5701/ |  |  | 3/30/2018 2:36:39 PM
1809 | 235.1 | Iridium by FLAA | USEPA | 235.1 ~ EPA-NERL ; Iridium by Flame AA |  | https://www.nemi.gov/methods/method_summary/5349/ | 8/12/2006 11:50:00 PM
1810 | 235.2 | Iridium by GFAA | USEPA | 235.2 ~ EPA-NERL ; Iridium by Graphite Furnace AA |  | https://www.nemi.gov/methods/method_summary/5295/ | 8/12/2006 11:50:00 PM
65272 | 2350-B | Chlorine Demand/Requirement of Water | KAWNATON_WQX | null | null |  | 1/30/2014 12:02:20 PM
191 | 2350-B | Chlorine Demand/Requirement of Water | APHA |  |  |  | 8/12/2006 11:50:00 PM
192 | 2350-C | Chlorine Dioxide Demand/Requirement of Water | APHA |  |  |  | 8/12/2006 11:50:00 PM
193 | 2350-D | Ozone Demand or Requirement of Water- Batch Method | APHA |  |  |  | 8/12/2006 11:50:00 PM
194 | 2350-E | Ozone Demand or Requirement of Water- Semi-Batch Method | APHA |  |  |  | 8/12/2006 11:50:00 PM
566592 | 236 | WPCL SOP 72 | CEDEN | WPCL SOP 72 for the Determination of Select Herbicides and Insecticides in Sediment by Gas Chromatography/Mass Spectrometry-Ion Trap Detector |  |  | 3/9/2016 5:41:53 PM
511122 | 236.1 | 236.1 | WYDEQ_WQX |  |  |  | 10/10/2012 6:48:44 PM
507254 | 236.1 | 236.1 | INSTOR_WQX |  |  |  | 8/20/2012 12:03:12 PM
1811 | 236.1 | Iron by FLAA | USEPA | 236.1 ~ EPA-NERL ; Iron by Flame AA |  | https://www.nemi.gov/methods/method_summary/5327/ | 8/12/2006 11:50:00 PM
732900 | 236.1 | 236.1 | WYDEQ_Watershed |  |  |  | 11/15/2016 5:45:23 PM
1812 | 236.1_M | Iron by FLAA | USEPA |  |  |  | 8/12/2006 11:50:00 PM
1813 | 236.2 | Iron by GFAA | USEPA | 236.2 ~ EPA-NERL ; Iron by Graphite Furnace AA |  | https://www.nemi.gov/methods/method_summary/5296/ | 8/12/2006 11:50:00 PM
1814 | 236.2_M | Iron by GFAA | USEPA |  |  |  | 8/12/2006 11:50:00 PM
566613 | 237 | EPA 1694M | CEDEN | Modification of Pharmaceuticals and Personal Care Products in Water, Soil, Sediment, and Biosolids by HPLC/MS/MS |  |  | 3/9/2016 5:44:14 PM
566514 | 238 | QC 10107044B | CEDEN | Total Nitrogen: Lachat QuikChem Flow Injection Analyzer Method by persulfate digestion |  |  | 5/16/2018 12:11:00 AM
566419 | 239 | SM 9222 G | CEDEN | Membrane Filter Partition Procedures for E. coli - 21st Edition |  |  | 5/15/2018 11:21:05 PM
1815 | 239.1 | Lead by FLAA | USEPA | 239.1 ~ EPA-NERL ; Lead by Flame AA |  | https://www.nemi.gov/methods/method_summary/5328/ | 8/12/2006 11:50:00 PM
1816 | 239.1_M | Lead by FLAA | USEPA |  |  |  | 8/12/2006 11:50:00 PM
511112 | 239.2 | 239.2 | WYDEQ_WQX |  |  |  | 10/10/2012 6:48:15 PM
511088 | 239.2 | 239.2 | WYDEQ_Watershed |  |  |  | 11/15/2016 5:45:22 PM
507512 | 239.2 | 239.2 | INSTOR_WQX |  |  |  | 5/27/2016 11:21:22 AM
509104 | 239.2 | 239.2 | WQXTEST |  |  |  | 10/17/2013 3:35:25 PM
1817 | 239.2 | Lead by GFAA | USEPA | 239.2 ~ EPA-NERL ; Lead by Graphite Furnace AA |  | https://www.nemi.gov/methods/method_summary/5297/ | 8/12/2006 11:50:00 PM
1818 | 239.2_M | Lead by GFAA | USEPA |  |  |  | 8/12/2006 11:50:00 PM
733469 | 24 | LACSDSM 9222B | CABEACH_WQX | LACSDSM 9222B |  |  | 2/25/2019 6:30:12 PM
566506 | 24 | EPA 6010A | CEDEN | Metals by ICP |  |  | 5/15/2018 11:21:03 PM
3221 | 24-5.4 | Phosphorous in soil | ASA(2ND ED.) |  |  |  | 5/31/2012 5:28:31 PM
566477 | 241 | Solorzano, 1969 | CEDEN | L. Solorzano, "Determination of Ammonia in Natural Waters By The Phenolhypochlorite Method", Limnology and Oceanography, Vol. 14, pgs 799-801, 1969 |  |  | 3/9/2016 5:21:57 PM
566458 | 242 | Whitledge, et al., 1981 | CEDEN | T.E. Whitledge, et al., "Automated Nutrient Analyses in Seawater", Technical Report (BNL-51398), Brookhaven National Lab., Upton, NY (USA), 1981 |  |  | 3/9/2016 5:21:31 PM
551308 | 242 | Pesticides and PCBs | MDEDAT01_WQX | Pesticide Analysis Method (PAM) volume 1, Section 211.13 - Fish containing <10% fat may be anlyzed by the method for non - fatty foods, 212.13a, if sample size is red. Citation: Resource Monitoring Data Storage System Data Sheets Forms and Procedures |  |  | 5/24/2014 1:58:14 PM
511102 | 242.1 | 242.1 | WYDEQ_WQX |  |  |  | 10/10/2012 6:17:40 PM
1819 | 242.1 | Magnesium by FLAA | USEPA | 242.1 ~ EPA-NERL ; Magnesium by Flame AA |  | https://www.nemi.gov/methods/method_summary/5329/ | 8/12/2006 11:50:00 PM
509081 | 242.1 | 242.1 | WQXTEST |  |  |  | 10/17/2013 3:34:52 PM
511081 | 242.1 | 242.1 | WYDEQ_Watershed |  |  |  | 11/16/2016 12:09:31 PM
1820 | 242.1_M | Magnesium by FLAA | USEPA |  |  |  | 8/12/2006 11:50:00 PM
2916 | 242.4 | Substituted Urea Herbicides | USFDA |  |  |  | 8/12/2006 11:50:00 PM
732766 | 243.1 | 243.1 | WYDEQ_Watershed |  |  |  | 10/24/2016 1:41:16 PM
511128 | 243.1 | 243.1 | WYDEQ_WQX |  |  |  | 10/10/2012 6:48:44 PM
1821 | 243.1 | Manganese by FLAA | USEPA | 243.1 ~ EPA-NERL ; Manganese by Flame AA |  | https://www.nemi.gov/methods/method_summary/5330/ | 8/12/2006 11:50:00 PM
1822 | 243.1_M | Manganese by FLAA | USEPA |  |  |  | 8/12/2006 11:50:00 PM
1823 | 243.2 | Manganese by GFAA | USEPA | 243.2 ~ EPA-NERL ; Manganese by Graphite Furnace AA |  | https://www.nemi.gov/methods/method_summary/5298/ | 8/12/2006 11:50:00 PM
1824 | 243.2_M | Manganese by GFAA | USEPA |  |  |  | 8/12/2006 11:50:00 PM
62924 | 245.1 | 245.1 | 21IND_WQX |  |  |  | 10/25/2011 7:15:43 AM
503565 | 245.1 | 245.1 | INSTOR_WQX |  |  |  | 6/28/2018 9:17:46 AM
459028 | 245.1 | UNKOWN | SDDENR_WQX |  |  |  | 4/25/2014 9:44:58 AM
552189 | 245.1 | Mercury in Water by CVAA | SELDOVIA | Mercury in Water by CVAA |  |  | 7/22/2014 6:50:32 PM
511129 | 245.1 | 245.1 | WYDEQ_WQX |  |  |  | 10/10/2012 6:38:15 PM
65256 | 245.1 | Mercury in Water by CVAA | KAWNATON_WQX | null | null |  | 1/30/2014 11:55:20 AM
1825 | 245.1 | Mercury in Water by CVAA | USEPA | 245.1 ~ EPA-NERL ; Mercury by CVAA |  | https://www.nemi.gov/methods/method_summary/4821/ | 8/12/2006 11:50:00 PM
66655 | 245.1A | Mercury analysis by cold vapor atomic spectrometric method using flow injection mercury system (FIMS) | 21CAOCSD_WQX |  |  |  | 3/1/2010 12:17:18 PM
1826 | 245.1_M | Mercury in Water by Manual CVAA | USEPA |  |  |  | 8/12/2006 11:50:00 PM
1827 | 245.2 | Mercury by CVAA | USEPA | 245.2 ~ EPA-NERL ; Mercury by CVAA (Automated) |  | https://www.nemi.gov/methods/method_summary/4822/ | 8/12/2006 11:50:00 PM
507784 | 245.2 | 245.2 | INSTOR_WQX |  |  |  | 8/7/2015 2:26:17 PM
1828 | 245.2_M | Mercury in Water by Automated CVAA | USEPA |  |  |  | 8/12/2006 11:50:00 PM
1829 | 245.3 | Mercury in Water by HPLC | USEPA |  |  |  | 8/12/2006 11:50:00 PM
508394 | 245.5 | 245.5 | INSTOR_WQX |  |  |  | 11/5/2015 12:48:48 PM
533061 | 245.5 | Total Mercury in Sediment | USACOEND |  |  |  | 3/5/2014 4:16:14 PM
1830 | 245.5 | Mercury in Sediment by CVAA | USEPA |  |  |  | 8/12/2006 11:50:00 PM
1831 | 245.5_M | Mercury in Soil and Sediment by CVAA | USEPA |  |  |  | 8/12/2006 11:50:00 PM
1832 | 245.6 | Mercury in Tissue by CVAA | USEPA |  |  |  | 8/12/2006 11:50:00 PM
109962 | 245.6 | Mercury in Tissue by CVAA | MEDEP_WQX |  |  |  | 11/16/2010 8:53:18 PM
3147 | 245.7 | Mercury in water by cold-vapor atomic fluorescence spectrometry | USEPA | 245.7 ~ EPA-ORD / EPA-OST ; Mercury in water by cold-vapor atomic fluorescence spectrometry |  | https://www.nemi.gov/methods/method_summary/9629/ | 5/2/2008 11:04:17 AM
1833 | 246.1 | Molybdenum by FLAA | USEPA | 246.1 ~ EPA-NERL ; Molybdenum by Flame AA |  | https://www.nemi.gov/methods/method_summary/5331/ | 8/12/2006 11:50:00 PM
1834 | 246.2 | Molybdenum by GFAA | USEPA | 246.2 ~ EPA-NERL ; Molybdenum by Graphite Furnace AA |  | https://www.nemi.gov/methods/method_summary/5300/ | 8/12/2006 11:50:00 PM
511125 | 249.1 | 249.1 | WYDEQ_WQX |  |  |  | 10/10/2012 6:19:06 PM
1835 | 249.1 | Nickel by FLAA | USEPA | 249.1 ~ EPA-NERL ; Nickel by Flame AA |  | https://www.nemi.gov/methods/method_summary/5332/ | 8/12/2006 11:50:00 PM
1836 | 249.1_M | Nickel by FLAA | USEPA |  |  |  | 8/12/2006 11:50:00 PM
507838 | 249.2 | 249.2 | INSTOR_WQX |  |  |  | 2/3/2016 10:16:07 AM
1837 | 249.2 | Nickel by GFAA | USEPA | 249.2 ~ EPA-NERL ; Nickel by Graphite Furnace AA |  | https://www.nemi.gov/methods/method_summary/5301/ | 8/12/2006 11:50:00 PM
1838 | 249.2_M | Nickel by GFAA | USEPA |  |  |  | 8/12/2006 11:50:00 PM
1839 | 25 | Total Gaseous Nonmethane Organic Emissions | USEPA |  |  |  | 8/12/2006 11:50:00 PM
733468 | 25 | LACSDSM 9222D | CABEACH_WQX | LACSDSM 9222D |  |  | 2/25/2019 6:30:09 PM
566495 | 25 | EPA 619M | CEDEN | Modification of Determination of Triazine Pesticides in Industrial and Municipal Wastewater |  |  | 5/15/2018 11:21:04 PM
257328 | 25 | Cadmium (Cd) in sediments/tissue/seston | MDEDAT01_WQX |  |  |  | 9/6/2017 9:51:18 AM
566482 | 250 | SM 2560 D v20,21 | CEDEN | Particle size analysis using Laser Multi-angle Light Scattering, SM Edition 20 and 21 |  |  | 5/15/2018 11:21:46 PM
965 | 2500 | Methyl Ethyl Ketone by GC/FID | NIOSH |  |  |  | 8/12/2006 11:50:00 PM
447455 | 2500-O G | Oxygen by Membrane Electrode Method Standard Methods 20 ed | 21VASWCB |  |  |  | 2/25/2019 9:01:31 AM
966 | 2501 | Acrolein | NIOSH |  |  |  | 8/12/2006 11:50:00 PM
967 | 2504 | Tetraethyl Pyrophosphate by GC/FPD | NIOSH |  |  |  | 8/12/2006 11:50:00 PM
968 | 2505 | Furfuryl Alcohol by GC/FID | NIOSH |  |  |  | 8/12/2006 11:50:00 PM
969 | 2506 | Acetone Cyanohydrin | NIOSH |  |  |  | 8/12/2006 11:50:00 PM
970 | 2507 | Nitroglycerin GC/ECD | NIOSH |  |  |  | 8/12/2006 11:50:00 PM
971 | 2508 | Isophorone by GC/FID | NIOSH |  |  |  | 8/12/2006 11:50:00 PM
566447 | 251 | Valderrama, J.C., 1981 | CEDEN | Valderrama, J.C., "The simultaneous analysis of total nitrogen and total phosphorus in natural waters." Mar. Chem., 10:109-122, 1981 |  |  | 3/9/2016 5:22:36 PM
195 | 2510 | Conductivity in Water | APHA |  |  |  | 8/12/2006 11:50:00 PM
972 | 2510 | 1-Octanethiol by GC/FPD | NIOSH |  |  |  | 8/12/2006 11:50:00 PM
230712 | 2510B | STANDARD METHODS 2510B CONDUCTIVITY | 21FLWPB_WQX |  |  |  | 11/19/2018 4:03:43 PM
3054 | 2510B | Conductivity - Laboratory Method | APHA | 2510B ~ Standard Methods ; Conductivity - Laboratory Method |  | https://www.nemi.gov/methods/method_summary/5702/ | 8/29/2007 11:24:11 AM
107192 | 2510B | Conductivity - Laboratory Method | MEDEP_WQX |  |  |  | 5/21/2010 6:56:54 PM
553694 | 2510B | APHA | HOPTERA_WQX |  |  |  | 9/24/2014 1:08:35 PM
5567 | 2510B | Conductivity - Laboratory Method | APHA (1997) | Not current version URL: https://www.nemi.gov/methods/method_summary/5702/ |  |  | 3/30/2018 2:36:39 PM
5548 | 2510B | Conductivity - Laboratory Method Standard: Methods for the Examination of Water and Wastewater | APHA_SM20ED | In the laboratory, conductance (or resistance) of a standard KCl solution is measured and from the corresponding conductivity, a cell constant is calculated. Once the cell constant has been determined, or set, the conductivity of an unknown solution will be displayed by the meter. https://archive.org/details/gov.law.apha.method.2510.1992 |  | https://www.nemi.gov/methods/method_summary/5702/ | 5/4/2016 7:54:33 AM
973 | 2513 | Ethylene Chlorohydrin by GC/FID | NIOSH |  |  |  | 8/12/2006 11:50:00 PM
974 | 2514 | Anisidine | NIOSH |  |  |  | 8/12/2006 11:50:00 PM
975 | 2515 | Diazomethane by GC/FID | NIOSH |  |  |  | 8/12/2006 11:50:00 PM
976 | 2516 | Dichlorofluoromethane by GC/FID | NIOSH |  |  |  | 8/12/2006 11:50:00 PM
977 | 2517 | Pentachloroethane by GC/ECD | NIOSH |  |  |  | 8/12/2006 11:50:00 PM
978 | 2518 | Hexachloro-1,3-Cyclopentadiene by GC/ECD | NIOSH |  |  |  | 8/12/2006 11:50:00 PM
979 | 2519 | Ethyl Chloride by GC/FID | NIOSH |  |  |  | 8/12/2006 11:50:00 PM
566612 | 252 | EPA 160.2M | CEDEN | Modification of Total Suspended Solids (Gravimetric dried at 103-105 degrees C) |  |  | 5/15/2018 11:26:18 PM
1840 | 252.1 | Osmium by FLAA | USEPA | 252.1 ~ EPA-NERL ; Osmium by Flame AA |  | https://www.nemi.gov/methods/method_summary/5333/ | 8/12/2006 11:50:00 PM
1841 | 252.2 | Osmium by GFAA | USEPA | 252.2 ~ EPA-NERL ; Osmium by Graphite Furnace AA |  | https://www.nemi.gov/methods/method_summary/5299/ | 8/12/2006 11:50:00 PM
509071 | 2520-B | 2520-B | WQXTEST |  |  |  | 10/24/2018 7:41:59 PM
196 | 2520-B | Salinity in Water- Electrical Conductivity Method | APHA |  |  |  | 8/12/2006 11:50:00 PM
540089 | 2520-B | 2520-B | HBMI_WQX |  |  |  | 2/28/2019 12:01:42 PM
511076 | 2520-B | 2520-B | WYDEQ_Watershed |  |  |  | 11/16/2016 12:09:32 PM
511092 | 2520-B | 2520-B | WYDEQ_WQX |  |  |  | 10/10/2012 6:54:48 PM
131941 | 2520-B | Salinity in Water- Electrical Conductivity Method | KAWNATON_WQX | null | null |  | 1/30/2014 11:56:08 AM
197 | 2520-C | Salinity in Water- Density Method | APHA |  |  |  | 8/12/2006 11:50:00 PM
198 | 2520-D | Salinity in Water- Algorithm of Practical Salinity | APHA |  |  |  | 8/12/2006 11:50:00 PM
257396 | 2520B | STANDARD METHODS 2520B - SALINITY | 21FLWPB_WQX |  |  |  | 11/19/2018 4:03:43 PM
980 | 2521 | Methylcyclohexanone by GC/FID | NIOSH |  |  |  | 8/12/2006 11:50:00 PM
981 | 2522 | Nitrosamine by GC/TEA | NIOSH |  |  |  | 8/12/2006 11:50:00 PM
982 | 2523 | 1,3-Cyclopentadiene by GC/FID | NIOSH |  |  |  | 8/12/2006 11:50:00 PM
983 | 2524 | Dimethyl Sulfate by GC/ECD | NIOSH |  |  |  | 8/12/2006 11:50:00 PM
984 | 2526 | Nitroethane by GC/FID | NIOSH |  |  |  | 8/12/2006 11:50:00 PM
985 | 2527 | Nitromethane GC/ECD | NIOSH |  |  |  | 8/12/2006 11:50:00 PM
986 | 2528 | 2-Nitropropane GC/FID | NIOSH |  |  |  | 8/12/2006 11:50:00 PM
987 | 2529 | Furfural Gas Chromatography/FID | NIOSH |  |  |  | 8/12/2006 11:50:00 PM
566486 | 253 | WPCL SOP 67 | CEDEN | WPCL SOP 67 for the Determination of Pyrethroids in Sediment by GC/MS/MS (EI) |  |  | 5/15/2018 11:21:55 PM
1842 | 253.1 | Palladium by FLAA | USEPA | 253.1 ~ EPA-NERL ; Palladium by Flame AA |  | https://www.nemi.gov/methods/method_summary/5334/ | 8/12/2006 11:50:00 PM
1843 | 253.2 | Palladium by GFAA | USEPA | 253.2 ~ EPA-NERL ; Palladium by Graphite Furnace AA |  | https://www.nemi.gov/methods/method_summary/5302/ | 8/12/2006 11:50:00 PM
988 | 2530 | Diphenyl by GC/FID | NIOSH |  |  |  | 8/12/2006 11:50:00 PM
199 | 2530-B | Particulate Floatables in Water | APHA |  |  |  | 8/12/2006 11:50:00 PM
200 | 2530-C | Floatable Oil and Grease in Water | APHA |  |  |  | 8/12/2006 11:50:00 PM
989 | 2532 | Glutaraldehyde by HPLC/UV | NIOSH |  |  |  | 8/12/2006 11:50:00 PM
990 | 2533 | Tetraethyl Lead (as Pb) by GC/PID | NIOSH |  |  |  | 8/12/2006 11:50:00 PM
991 | 2534 | Tetramethyl Lead (as Pb) by GC/PID | NIOSH |  |  |  | 8/12/2006 11:50:00 PM
992 | 2535 | Toluene-2,4-Diisocyanate by HPLC/UV | NIOSH |  |  |  | 8/12/2006 11:50:00 PM
993 | 2536 | Valeraldehyde by GC/FID | NIOSH |  |  |  | 8/12/2006 11:50:00 PM
994 | 2537 | Methyl Methacrylate by GC/FID | NIOSH |  |  |  | 8/12/2006 11:50:00 PM
995 | 2538 | Acetaldehyde by GC | NIOSH |  |  |  | 8/12/2006 11:50:00 PM
996 | 2539 | Aldehydes, Screening | NIOSH |  |  |  | 8/12/2006 11:50:00 PM
566553 | 254 | SM 4500 N org B v20 | CEDEN | Nitrogen (organic) by Macro-Kjeldahl Method: Determination of Kjeldahl N (organic & ammonia nitrogen) on samples with either low or high concentrations of organic nitrogen, SM Edition 20 |  |  | 5/15/2018 11:33:01 PM
997 | 2540 | Organics by HPLC/UV | NIOSH |  |  |  | 8/12/2006 11:50:00 PM
505735 | 2540-B | REGRAVAN | SDDENR_WQX |  |  |  | 7/5/2012 2:17:00 PM
65267 | 2540-B | Total Solids Dried 103-105C in Water | KAWNATON_WQX | null | null |  | 1/30/2014 11:58:27 AM
201 | 2540-B | Total Solids Dried 103-105C in Water | APHA | 2540 B ~ Standard Methods ; Total Solids Dried at 103-105<sup>o</sup>C |  | https://www.nemi.gov/methods/method_summary/9816/ | 8/12/2006 11:50:00 PM
532544 | 2540-B-MDEQ-WQ | Total Solids Dried 60C in Water | MDEQ_WQ_WQX | SM 2540-B is basis for method, but dried at 60C, not 103-105C. |  |  | 2/3/2014 11:57:16 AM
5570 | 2540-C | Total Dissolved Solids Dried at 180oC | APHA (2011) |  |  | https://www.nemi.gov/methods/method_summary/9818/ | 3/30/2018 2:36:40 PM
5569 | 2540-C | Total Dissolved Solids Dried at 180oC | APHA (1997) | Not current version URL: https://www.nemi.gov/methods/method_summary/9818/ |  |  | 3/30/2018 2:36:40 PM
5568 | 2540-C | Total Dissolved Solids Dried at 180oC | APHA (1991) | Not current version URL: https://www.nemi.gov/methods/method_summary/9818/ |  |  | 3/30/2018 2:36:40 PM
553697 | 2540-C | APHA | HOPTERA_WQX |  |  |  | 9/24/2014 1:15:31 PM
65263 | 2540-C | Total Dissolved Solids in Water | KAWNATON_WQX | null | null |  | 1/30/2014 12:08:39 PM
459012 | 2540-C | UNKOWN | SDDENR_WQX |  |  |  | 4/25/2014 9:44:50 AM
202 | 2540-C | Total Dissolved Solids in Water | APHA | 2540 C ~ Standard Methods ; Total Dissolved Solids Dried at 180<sup>o</sup>C |  | https://www.nemi.gov/methods/method_summary/9818/ | 8/12/2006 11:50:00 PM
459006 | 2540-D | UNKOWN | SDDENR_WQX |  |  |  | 4/25/2014 10:11:50 AM
553696 | 2540-D | APHA | HOPTERA_WQX |  |  |  | 9/24/2014 1:09:37 PM
203 | 2540-D | Total Suspended Solids in Water | APHA | 2540 D ~ Standard Methods ; Total Suspended Solids Dried at 103-105<sup>o</sup>C |  | https://www.nemi.gov/methods/method_summary/9819/ | 8/12/2006 11:50:00 PM
565104 | 2540-E | UNKOWN | SDDENR_WQX |  |  |  | 5/12/2015 5:57:48 PM
204 | 2540-E | Fixed and Volatile Solids in Water | APHA |  |  |  | 8/12/2006 11:50:00 PM
5571 | 2540-E | Fixed and Volatile Solids in Water | APHA (1997) | Not current version URL: |  |  | 3/30/2018 2:36:40 PM
205 | 2540-F | Settleable Solids in Water | APHA | 2540 F ~ Standard Methods ; Settleable Solids |  | https://www.nemi.gov/methods/method_summary/9820/ | 8/12/2006 11:50:00 PM
553418 | 2540-G | Total Fixed and Volatile Solids | SELDOVIA | Total Fixed and Volatile Solids |  |  | 8/8/2014 3:42:48 PM
206 | 2540-G | Total, Fixed and Volatile Solids | APHA |  |  |  | 8/12/2006 11:50:00 PM
5296 | 2540C | Solids in Water (Total Dissolved Solids Dried at 180oC) | APHA_SM22ED | 2540 C, Url: https://www.standardmethods.org/store/ProductView.cfm?ProductID=63 |  |  | 12/16/2014 9:04:00 AM
257398 | 2540D | STANDARD METHODS 2540D - TSS | 21FLWPB_WQX |  |  |  | 11/19/2018 4:04:17 PM
262272 | 2540G SM | Percent Solids in Sediment - Dry Weight | 21FLPNS_WQX |  |  |  | 5/29/2014 9:56:57 AM
19774 | 2540G_M | MODIFIED TOTAL SOLIDS | MEDEP_WQX |  |  |  | 9/25/2008 1:44:25 PM
131950 | 2541 | Formaldehyde by GC/FID | KAWNATON_WQX | null | null |  | 1/30/2014 11:55:28 AM
998 | 2541 | Formaldehyde by GC/FID | NIOSH |  |  |  | 8/12/2006 11:50:00 PM
999 | 2542 | Methyl-, Ethyl- and n-Butyl Mercaptans | NIOSH |  |  |  | 8/12/2006 11:50:00 PM
1000 | 2543 | Hexachlorobutadiene by GC/ECD | NIOSH |  |  |  | 8/12/2006 11:50:00 PM
1001 | 2544 | Nicotine by GC/NPD | NIOSH |  |  |  | 8/12/2006 11:50:00 PM
1002 | 2545 | Allyl Glycidyl Ether by GC/FID | NIOSH |  |  |  | 8/12/2006 11:50:00 PM
1003 | 2546 | Cresol and Phenol by GC/FID | NIOSH |  |  |  | 8/12/2006 11:50:00 PM
1844 | 255.1 | Platinum by FLAA | USEPA | 255.1 ~ EPA-NERL ; Platinum by Flame AA |  | https://www.nemi.gov/methods/method_summary/5335/ | 8/12/2006 11:50:00 PM
1845 | 255.2 | Platinum by GFAA | USEPA | 255.2 ~ EPA-NERL ; Platinum by Graphite Furnace AA |  | https://www.nemi.gov/methods/method_summary/5303/ | 8/12/2006 11:50:00 PM
207 | 2550 | Temperature of Water by Thermometer | APHA |  |  |  | 8/12/2006 11:50:00 PM
4615 | 2550 B | Temperature of Water, Laboratory and Field Methods | APHA | 2550B / 2550 B ~ Standard Methods ; Temperature of Water, Laboratory and Field Methods |  | https://www.nemi.gov/methods/method_summary/9829/ | 7/31/2013 12:00:00 AM
59321 | 2550-B | Salinity in Water-Electrical Conductivity Method | 21AQ_WQX |  |  |  | 7/24/2009 2:41:24 PM
208 | 2560-B | Particle Counting by Electrical Sensing | APHA |  |  |  | 8/12/2006 11:50:00 PM
209 | 2560-C | Particle Counting by Light-Blockage | APHA |  |  |  | 8/12/2006 11:50:00 PM
131946 | 2560-C | Particle Counting by Light-Blockage | KAWNATON_WQX | null | null |  | 1/30/2014 12:04:33 PM
210 | 2560-D | Particle Counting by Light-Scattering | APHA |  |  |  | 8/12/2006 11:50:00 PM
566563 | 257 | Sharp, et al., 1995 | CEDEN | Sharp, J. H., R. Benner, L. Bennett, C. A. Carlson, S. E. Fitzwater, E. T. Peltzer, and L. M. Tupas. 1995. Analysis of dissolved organic carbon in seawater: the JGOFS EqPac methods comparison. Marine Chemistry 48:91-108. |  |  | 3/9/2016 5:24:38 PM
211 | 2570-B | Asbestos in Water by TEM | APHA |  |  |  | 8/12/2006 11:50:00 PM
1846 | 258.1 | Potassium by FLAA | USEPA | 258.1 ~ EPA-NERL ; Potassium by Flame AA |  | https://www.nemi.gov/methods/method_summary/5336/ | 8/12/2006 11:50:00 PM
1847 | 258.1_M | Potassium by FLAA | USEPA |  |  |  | 8/12/2006 11:50:00 PM
212 | 2580 | Oxidation-Reduction Potential of Water | APHA |  |  |  | 8/12/2006 11:50:00 PM
1848 | 25A | Total Gaseous Organic Emissions | USEPA |  |  |  | 8/12/2006 11:50:00 PM
1849 | 25B | Total Gaseous Organic Emissions | USEPA |  |  |  | 8/12/2006 11:50:00 PM
1850 | 25C | Nonmethane Organics in Landfill Gases | USEPA |  |  |  | 8/12/2006 11:50:00 PM
1851 | 25D | Volatile Organic Concentration in Waste | USEPA |  |  |  | 8/12/2006 11:50:00 PM
1852 | 25E | Vapor Phase Organic Concentration in Waste | USEPA |  |  |  | 8/12/2006 11:50:00 PM
733467 | 26 | SM 9221E | CABEACH_WQX | SM 9221E |  |  | 11/6/2017 2:31:29 PM
566411 | 26 | EPA 8081AM | CEDEN | Modification of Organochlorine Pesticides by GC/ECD, Draft Update IVA |  |  | 5/15/2018 11:32:54 PM
257344 | 26 | Cadmium (Cd) in sediments/tissue/seston | MDEDAT01_WQX |  |  |  | 5/24/2014 2:43:48 PM
1853 | 26 | Hydrogen Chloride from Stationary Sources | USEPA |  |  |  | 8/12/2006 11:50:00 PM
566621 | 263 | WPCL SOP 71 | CEDEN | WPCL SOP 71 for the Determination of Pyrethrins by LC/MS/MS |  |  | 5/15/2018 11:34:33 PM
566611 | 264 | WPCL SOP 71 NCI | CEDEN | WPCL SOP 71 NCI for the Determination of Pyrethrins by GC/MS/MS |  |  | 3/9/2016 5:54:55 PM
1854 | 264.1 | Rhenium by FLAA | USEPA |  |  |  | 8/12/2006 11:50:00 PM
1855 | 264.2 | Rhenium by GFAA | USEPA |  |  |  | 8/12/2006 11:50:00 PM
1856 | 265.1 | Rhodium by FLAA | USEPA | 265.1 ~ EPA-NERL ; Rhodium by Flame AA |  | https://www.nemi.gov/methods/method_summary/5337/ | 8/12/2006 11:50:00 PM
1857 | 265.2 | Rhodium by GFAA | USEPA | 265.2 ~ EPA-NERL ; Rhodium by Graphite Furnace AA |  | https://www.nemi.gov/methods/method_summary/5304/ | 8/12/2006 11:50:00 PM
1858 | 267.1 | Ruthenium by FLAA | USEPA | 267.1 ~ EPA-NERL ; Ruthenium by Flame AA |  | https://www.nemi.gov/methods/method_summary/5338/ | 8/12/2006 11:50:00 PM
1859 | 267.2 | Ruthenium by GFAA | USEPA | 267.2 ~ EPA-NERL ; Ruthenium by Graphite Furnace AA |  | https://www.nemi.gov/methods/method_summary/5305/ | 8/12/2006 11:50:00 PM
566519 | 269 | Lachat 31-107-04-1-C | CEDEN | Lachat 31-107-04-1-C Nitrate as Nitrogen |  |  | 3/9/2016 5:25:11 PM
1860 | 26A | Hydrogen Halide/Halogen by Isokinetic | USEPA |  |  |  | 8/12/2006 11:50:00 PM
566387 | 27 | EPA 8141AM | CEDEN | Modification of Organophosphorus Pesticides capillary method by GC/FPD or GC/NPD |  |  | 5/15/2018 11:21:28 PM
110614 | 270.2 | Selenium by GFAA | KAWNATON_WQX | null | null |  | 1/30/2014 11:57:28 AM
511097 | 270.2 | 270.2 | WYDEQ_WQX |  |  |  | 10/10/2012 6:09:31 PM
509079 | 270.2 | 270.2 | WQXTEST |  |  |  | 10/17/2013 3:34:51 PM
1861 | 270.2 | Selenium by GFAA | USEPA | 270.2 ~ EPA-NERL ; Selenium by Graphite Furnace AA |  | https://www.nemi.gov/methods/method_summary/5306/ | 8/12/2006 11:50:00 PM
507781 | 270.2 | 270.2 | INSTOR_WQX |  |  |  | 5/27/2016 11:16:17 AM
511085 | 270.2 | 270.2 | WYDEQ_Watershed |  |  |  | 11/16/2016 12:09:31 PM
1862 | 270.2_M | Selenium by GFAA | USEPA |  |  |  | 8/12/2006 11:50:00 PM
1863 | 270.3 | Selenium by FLAA | USEPA |  |  |  | 8/12/2006 11:50:00 PM
566657 | 271 | Wood, et al., 2010 | CEDEN | Wood, S.A., Holland, P.T., MacKenzie, L., 2010., "Development of solid phase adsorption toxin tracking (SPATT) for monitoring anatoxin-a and homoanatoxin-a in river water" Chemosphere, 82: 888-894 |  |  | 3/9/2016 6:00:31 PM
566564 | 272 | UCSC SOP UCSCLM-011 | CEDEN | UCSC SOP UCSCLM-011 Standard Operating Procedure For The Determination of Total Organic Carbon With Shimadzu TOC Analyzer |  |  | 3/9/2016 5:30:15 PM
1864 | 272.1 | Silver by FLAA | USEPA | 272.1 ~ EPA-NERL ; Silver by Flame AA |  | https://www.nemi.gov/methods/method_summary/5339/ | 8/12/2006 11:50:00 PM
1865 | 272.1_M | Silver by FLAA | USEPA |  |  |  | 8/12/2006 11:50:00 PM
131943 | 272.2 | Silver by GFAA | KAWNATON_WQX | null | null |  | 1/30/2014 12:09:12 PM
511089 | 272.2 | 272.2 | WYDEQ_Watershed |  |  |  | 11/15/2016 5:45:23 PM
1866 | 272.2 | Silver by GFAA | USEPA | 272.2 ~ EPA-NERL ; Silver by Graphite Furnace AA |  | https://www.nemi.gov/methods/method_summary/5307/ | 8/12/2006 11:50:00 PM
511110 | 272.2 | 272.2 | WYDEQ_WQX |  |  |  | 10/10/2012 6:17:26 PM
509102 | 272.2 | 272.2 | WQXTEST |  |  |  | 10/17/2013 3:35:24 PM
1867 | 272.2_M | Silver by GFAA | USEPA |  |  |  | 8/12/2006 11:50:00 PM
566626 | 273 | Hach Method 8507 | CEDEN | Hach Method 8507 Nitrite as Nitrogen |  |  | 3/9/2016 5:34:44 PM
1868 | 273.1 | Sodium by FLAA | USEPA | 273.1 ~ EPA-NERL ; Sodium by Flame AA |  | https://www.nemi.gov/methods/method_summary/5340/ | 8/12/2006 11:50:00 PM
511115 | 273.1 | 273.1 | WYDEQ_WQX |  |  |  | 10/10/2012 6:17:40 PM
509096 | 273.1 | 273.1 | WQXTEST |  |  |  | 10/17/2013 3:35:09 PM
732767 | 273.1 | 273.1 | WYDEQ_Watershed |  |  |  | 11/16/2016 12:09:31 PM
1869 | 273.1_M | Sodium by FLAA | USEPA |  |  |  | 8/12/2006 11:50:00 PM
1870 | 273.2 | Sodium by GFAA | USEPA |  |  |  | 8/12/2006 11:50:00 PM
566532 | 274 | Hach Method 8038 | CEDEN | Hach Method 8038 Ammonia as Nitrogen |  |  | 3/9/2016 5:21:45 PM
734670 | 276 | EPA 8015B | CEDEN | Nonhalogenated Organics Using GC/FID |  |  | 5/15/2018 11:27:22 PM
566449 | 278 | WRS 12A.1 | CEDEN | Standard Operating Procedure for the Determination of Acid Neutralizing Capacity (Alkalinity) WRS 12A.1. Willamette Research Station Analytical Laboratory, Corvallis, Oregon. October 2002, Gruen.R, Motter.K |  |  | 3/9/2016 5:27:56 PM
566450 | 279 | WRS 14B.1 | CEDEN | Standard Operating Procedure for the Determination of Total Suspended Solids (Non-Filterable Residue) WRS 14B.1. Willamette Research Station Analytical Laboratory, Corvallis, Oregon. December 2002, Gruen.R |  |  | 3/9/2016 5:20:27 PM
1871 | 279.1 | Thallium by FLAA | USEPA | 279.1 ~ EPA-NERL ; Thallium by Flame AA |  | https://www.nemi.gov/methods/method_summary/5341/ | 8/12/2006 11:50:00 PM
1872 | 279.1_M | Thallium by FLAA | USEPA |  |  |  | 8/12/2006 11:50:00 PM
1873 | 279.2 | Thallium by GFAA | USEPA | 279.2 ~ EPA-NERL ; Thallium by GF-AA |  | https://www.nemi.gov/methods/method_summary/5308/ | 8/12/2006 11:50:00 PM
507785 | 279.2 | 279.2 | INSTOR_WQX |  |  |  | 2/3/2016 8:48:38 AM
1874 | 279.2_M | Thallium by GFAA | USEPA |  |  |  | 8/12/2006 11:50:00 PM
743358 | 28 | SM9223 | CABEACH_WQX | SM9223 |  |  | 2/25/2019 6:52:11 PM
566499 | 28 | EPA 8260 | CEDEN | Volatile Organic Compounds by GC/MS |  |  | 5/16/2018 12:54:04 AM
257335 | 28 | Chromium (Cr) in sediments/tissue | MDEDAT01_WQX |  |  |  | 5/24/2014 1:53:13 PM
63073 | 280 | 1,4-Dichlorobenzene | 21PA_WQX | 280-1,4-DICHLOROBENZENE BY NO ANALYSIS METHOD INDICATED**** | Final |  | 11/20/2014 3:23:09 PM
4704 | 28000-88 | Arsenic Test Strip | HACH | 28000-88 ~ Hach Co. ; Arsenic Test Strip |  | https://www.nemi.gov/methods/method_summary/4829/ | 7/31/2013 12:00:00 AM
566542 | 281 | WRS 20A.1 | CEDEN | Standard Operating Procedure for the Analysis of Dissolved Inorganic Carbon WRS 20A.1. Willamette Research Station Analytical Laboratory, Corvallis, Oregon. December 2002, Gruen.R |  |  | 3/9/2016 5:28:26 PM
213 | 2810 | Dissolved Gas Supersaturation | APHA |  |  |  | 8/12/2006 11:50:00 PM
566545 | 282 | WRS 21A.1 | CEDEN | Standard Operating Procedure for the Analysis of Dissolved Organic Carbon WRS 21A.1. Willamette Research Station Analytical Laboratory, Corvallis, Oregon. December 2002, Gruen.R |  |  | 3/9/2016 5:21:40 PM
1875 | 282.1 | Tin by FLAA | USEPA | 282.1 ~ EPA-NERL ; Tin by Flame AA |  | https://www.nemi.gov/methods/method_summary/5342/ | 8/12/2006 11:50:00 PM
1876 | 282.2 | Tin by GFAA | USEPA | 282.2 ~ EPA-NERL ; Tin by Graphite Furnace AA |  | https://www.nemi.gov/methods/method_summary/5309/ | 8/12/2006 11:50:00 PM
566445 | 283 | WRS 30A.1 | CEDEN | Standard Operating Procedure for the Determination of Ammonia in Fresh Waters WRS 30A.1. Willamette Research Station Analytical Laboratory, Corvallis, Oregon. March 2003, Gruen.R, Motter.K |  |  | 3/9/2016 5:23:54 PM
1877 | 283.1 | Titanium by FLAA | USEPA | 283.1 ~ EPA-NERL ; Titanium by Flame AA |  | https://www.nemi.gov/methods/method_summary/5343/ | 8/12/2006 11:50:00 PM
1878 | 283.2 | Titanium by GFAA | USEPA | 283.2 ~ EPA-NERL ; Titanium by Graphite Furnace AA |  | https://www.nemi.gov/methods/method_summary/5310/ | 8/12/2006 11:50:00 PM
507350 | 283.2 | 283.2 | INSTOR_WQX |  |  |  | 3/27/2013 4:54:59 PM
566427 | 285 | WRS 34A.2 | CEDEN | Standard Operating Procedure for the Digestion and Analysis of Fresh Water Samples for Total Nitrogen and Total Phosphorus WRS 34A.2. Willamette Research Station Analytical Laboratory, Corvallis, Oregon. March 2004, Echols.S |  |  | 3/9/2016 5:22:58 PM
566457 | 286 | WRS 40A.2 | CEDEN | Standard Operating Procedure for the Determination of Chloride, Nitrate and Sulfate by Ion Chromatography WRS 40A.2. Willamette Research Station Analytical Laboratory, Corvallis, Oregon. March 2004, Baxter.K |  |  | 3/9/2016 5:23:09 PM
1879 | 286.1 | Vanadium by FLAA | USEPA | 286.1 ~ EPA-NERL ; Vanadium by Flame AA |  | https://www.nemi.gov/methods/method_summary/5291/ | 8/12/2006 11:50:00 PM
1880 | 286.1_M | Vanadium by FLAA | USEPA |  |  |  | 8/12/2006 11:50:00 PM
1881 | 286.2 | Vanadium by GFAA | USEPA | 286.2 ~ EPA-NERL ; Vanadium by Graphite Furnace AA |  | https://www.nemi.gov/methods/method_summary/5311/ | 8/12/2006 11:50:00 PM
1882 | 286.2_M | Vanadium by GFAA | USEPA |  |  |  | 8/12/2006 11:50:00 PM
566428 | 287 | WRS 50A.2 | CEDEN | Standard Operating Procedure for the Determination of Cations in Natural Waters and Metals in Fish Tissue Digests by Flame Atomic Absorption Spectroscopy WRS 50A.2. Willamette Research Station Analytical Laboratory, Corvallis, Oregon March 2004, Baxter.K |  |  | 3/9/2016 5:21:07 PM
566673 | 288 | WRS 51A.2 | CEDEN | Standard Operating Procedure for the Determination of Metals in Surface Waters and Fish Tissue Digests by Graphite Furnace Atomic Absorption Spectroscopy WRS 51A.2. Willamette Research Station Analytical Laboratory, Corvallis, Oregon March 2004, Baxter.K |  |  | 3/9/2016 5:35:28 PM
511127 | 289.1 | 289.1 | WYDEQ_WQX |  |  |  | 10/10/2012 6:47:50 PM
1883 | 289.1 | Zinc by FLAA | USEPA | 289.1 ~ EPA-NERL ; Zinc by Flame AA |  | https://www.nemi.gov/methods/method_summary/5292/ | 8/12/2006 11:50:00 PM
507255 | 289.1 | 289.1 | INSTOR_WQX |  |  |  | 8/20/2012 12:03:41 PM
1884 | 289.1_M | Zinc by FLAA | USEPA |  |  |  | 8/12/2006 11:50:00 PM
1885 | 289.2 | Zinc by GFAA | USEPA | 289.2 ~ EPA-NERL ; Zinc by Graphite Furnace AA |  | https://www.nemi.gov/methods/method_summary/5312/ | 8/12/2006 11:50:00 PM
1886 | 289.2_M | Zinc by GFAA | USEPA |  |  |  | 8/12/2006 11:50:00 PM
1887 | 29 | Metals Emissions from Stationary Sources | USEPA |  |  |  | 8/12/2006 11:50:00 PM
566540 | 29 | EPA 8270 | CEDEN | Semivolatile Organic Compounds by GC/MS |  |  | 2/9/2016 4:22:33 PM
3220 | 29-3.5.2 | Organic matter in soil | ASA(2ND ED.) |  |  |  | 5/31/2012 5:28:29 PM
566440 | 295 | Mulvenna and Savidge, 1992 | CEDEN | Mulvenna, P. F. and Savidge, G., A Modified Manual Method For the Determination of Urea in Seawater using Diacetylmonoxime Reagent, Estuarine, Coastal and Shelf Science (1992) 34,429-438 |  |  | 5/15/2018 11:22:39 PM
566641 | 296 | USGS B-0050-85 | CEDEN | Fecal coliform bacteria (membrane-filter method) Immediate incubation test; USGS TWRI 5-A4/1989, p.37 |  |  | 3/9/2016 5:45:08 PM
19411 | 298 | Heptachlor | 21PA_WQX | 298-HEPTACHLOR | Final |  | 1/6/2019 10:08:55 AM
566638 | 298 | USGS I-1472-87 | CEDEN | Metals, atomic emission spectrometry, inductively coupled plasma (ICP); USGS OFR 93-125 p.101 |  |  | 3/9/2016 5:45:08 PM
548366 | 298 | HEPTACHLOR BY NO ANALYSIS METHOD INDICATED**** | WQXTEST | PESTF |  |  | 5/5/2014 8:44:21 AM
566406 | 299 | USGS I-1750-89 | CEDEN | Solids, residue on evaporation at 180 degrees C, dissolved, gravimetric; USGS TWRI 5-A1/1989, p.437 |  |  | 3/9/2016 5:45:08 PM
131915 | 3 | Suspended SedimUSEPAent Concentration (SSC) | 1119USBR_WQX | Suspended SedimUSEPAent Concentration (SSC) |  |  | 1/9/2019 4:08:29 PM
1888 | 3 | Gross Alpha and Beta Activity in Water | USEPA |  |  |  | 8/12/2006 11:50:00 PM
733455 | 3 | Enterolert | CABEACH_WQX | Enterolert |  |  | 2/25/2019 6:29:56 PM
214 | 3.2-B | Coliforms in Seawater and Shellfish | APHA |  |  |  | 8/12/2006 11:50:00 PM
215 | 3.2-C | Coliforms in Seawater and Shellfish | APHA |  |  |  | 8/12/2006 11:50:00 PM
216 | 3.2-D | Coliforms in Shellfish | APHA |  |  |  | 8/12/2006 11:50:00 PM
532699 | 3.2.1 | Net Acid Generating Potential_Moisture | SALTCHUCK_WQX | Sobek 3.2.1 |  |  | 1/24/2014 3:34:16 PM
532700 | 3.2.3 | Net Acid Generating Potential_Neutralization Potential | SALTCHUCK_WQX | Sobek 3.2.3 - Acid Titration |  |  | 1/24/2014 3:34:16 PM
532695 | 3.2.4 _3.2.6 _E1915 | Net Acid Generating Potential_Sulfur, Total | SALTCHUCK_WQX | Sobek 3.2.4/ASTM E1915- Combustion/IR |  |  | 1/24/2014 3:34:16 PM
217 | 3.3-B | Coliforms - Cytochrome Oxidase | APHA |  |  |  | 8/12/2006 11:50:00 PM
218 | 3.3-C | Coliforms - IMViC | APHA |  |  |  | 8/12/2006 11:50:00 PM
219 | 3.4 | Coliforms- Membrane Filter | APHA |  |  |  | 8/12/2006 11:50:00 PM
220 | 3.5 | Coliforms- Plate Count | APHA |  |  |  | 8/12/2006 11:50:00 PM
551319 | 30 | Chromium (Cr) in Tissue/Seston | MDEDAT01_WQX |  |  |  | 5/24/2014 2:46:46 PM
131926 | 300 | Same as 300 | LADEQWPD_WQX |  |  |  | 6/18/2013 8:43:19 AM
4984 | 300 | Inorganic Anions by Ion Chromatography | USEPA | 300 ~ EPA-NERL ; Inorganic Anions by Ion Chromatography |  | https://www.nemi.gov/methods/method_summary/4680/ | 7/31/2013 12:00:00 AM
508178 | 300 | 300 | 21FLSFWM_WQX |  |  |  | 9/18/2012 8:20:13 AM
566656 | 300 | USGS I-2020-05 | CEDEN | Determination of Elements in Natural-Water, Biota, Sediment, and Soil Samples using Collision/Reaction Cell Inductively-Coupled Plasma-Mass Spectrometry; USGS TM5-B1 |  |  | 5/15/2018 11:24:20 PM
459033 | 300 | REGRAVAN | SDDENR_WQX |  |  |  | 4/13/2012 10:26:38 AM
553685 | 300 | USEPA | HOPTERA_WQX |  |  |  | 9/24/2014 1:04:52 PM
459093 | 300(A) | REGRAVAN | SDDENR_WQX |  |  |  | 11/7/2012 10:41:48 AM
1889 | 300(A) | Inorganic Anions by Ion Chromatography | USEPA |  |  |  | 8/12/2006 11:50:00 PM
1890 | 300(B) | Inorganic Anions by Ion Chromatography | USEPA |  |  |  | 8/12/2006 11:50:00 PM
65251 | 300.0 | Determination of Inorganic Anions by Ion Chromatog | KAWNATON_WQX | null | null |  | 1/30/2014 11:55:19 AM
459084 | 300.0 | 300.0 | INSTOR_WQX |  |  |  | 11/26/2018 12:16:11 PM
551999 | 300.0 | Fluorides by ion chromatography (EPA) | 21FLACEP_WQX |  |  |  | 7/7/2014 3:48:02 PM
551287 | 300.0 | Anions | NRTHCHEY |  |  |  | 2/9/2018 9:49:05 AM
257409 | 300.0 | Sulfate | 21FLWPB_WQX |  |  |  | 11/19/2018 4:12:51 PM
107196 | 300.0 | Determination of Inorganic Anions by Ion Chromatog | MEDEP_WQX |  |  |  | 5/24/2010 4:50:24 PM
3049 | 300.0 | Determination of Inorganic Anions by Ion Chromatography | USEPA |  |  |  | 8/20/2007 2:11:57 PM
262082 | 300.0 | Determination of SO4 and CL by Ino Chromatography | 21FLCEN_WQX |  |  |  | 8/20/2014 2:04:32 PM
262258 | 300.0 | Inorganic ions - chloride, sulfate in aqueous samples | 21FLPNS_WQX |  |  |  | 5/30/2014 10:43:25 AM
5585 | 300.0 | Inorganic Anions by Ion Chromatography | USEPA Rev 2.1 |  |  | https://www.nemi.gov/methods/method_summary/4680/ | 3/30/2018 2:36:40 PM
19912 | 300.0 | Same as 300 | LADEQWPD_WQX |  |  |  | 3/1/2018 6:07:28 PM
532703 | 300.0 | Determination of Inorganic Anions by Ion Chromatography | IDEQ_WQX |  |  |  | 1/14/2014 12:05:14 PM
62914 | 300.0 | 300.0 | 21IND_WQX |  |  |  | 8/18/2011 3:15:55 PM
532790 | 300.0 Anions by IC | 300.0 Anions by IC | TAOSPBLO_WQX | GS Supplied to allow spreadsheets to load |  |  | 4/3/2018 9:06:26 PM
3050 | 300.1 | Determination of Inorganic Anions in Drinking Water by Ion Chromatography | USEPA | 300.1 ~ EPA-OGWDW/TSC ; Anions in Water by IC |  | https://www.nemi.gov/methods/method_summary/4674/ | 8/20/2007 2:14:00 PM
131935 | 300.1 | Determination of Inorganic Anions in Drinking Wate | KAWNATON_WQX | null | null |  | 1/30/2014 11:58:09 AM
107552 | 300.6 | Cl, PO4, NO3 and SO4 - IONCHR | KAWNATON_WQX | null | null |  | 1/30/2014 11:57:50 AM
878 | 300.6 | Cl, PO4, NO3 and SO4 - IONCHR | IL/SWSD |  |  |  | 8/12/2006 11:50:00 PM
879 | 300.7 | Na, NH4, Mg, K and Ca - IONCHR | IL/SWSD |  |  |  | 8/12/2006 11:50:00 PM
566543 | 3000 | EPA 7473M | CEDEN | Modification of EPA 7473 Mercury in solids and solutions by Thermal Decomposition, Amalgamation, and Atomic Absorption Spectrophotemetry |  |  | 3/6/2018 11:21:24 PM
566615 | 3004 | EPA 7374 | CEDEN | Mercury in Solids and Solutions by Thermal Decomposition, Amalgamation, and Atomic Absorption Spectrophotometry |  |  | 3/6/2018 11:33:37 PM
566522 | 3006 | EPA 351.1 | CEDEN | Nitrogen, Kjeldahl, Total (Colorimetric, Automated Phenate) |  |  | 5/15/2018 11:21:05 PM
1891 | 300_M | Determination of Anions by IC | USEPA |  |  |  | 8/12/2006 11:50:00 PM
566636 | 301 | USGS I-2030-89 | CEDEN | Alkalinity, electrometric titration, automated; USGS TWRI 5-A1/1989, p.57 |  |  | 3/9/2016 5:45:08 PM
566588 | 3015 | SM 3111 B | CEDEN | Metals by Flame Atomic Absorption Spectrometry, Rev. B |  |  | 5/15/2018 11:24:57 PM
566407 | 302 | USGS I-2057-90 | CEDEN | Anions, Ion-exchange chromatographic, automated; USGS OFR 93-125, p.19 |  |  | 3/9/2016 5:45:08 PM
4985 | 302 | Bromate in Drinking Water Using 2-D IC With Suppressed Conductivity Detection | USEPA | 302 ~ EPA-OGWDW/TSC ; Bromate in Drinking Water Using 2-D IC With Suppressed Conductivity Detection |  | https://www.nemi.gov/methods/method_summary/10620/ | 7/31/2013 12:00:00 AM
566525 | 3022 | EPA 1632M | CEDEN | Modified Total As w/Alkaline Persulfate Digestion |  |  | 5/15/2018 11:21:05 PM
566451 | 3024 | UCSC wet/dry weights | CEDEN | Scelfo, Genine. 1997. A Practical Handbook for Trace Metal and Ancillary Analysis. Chapter 13: Trace Metal Analysis of Sediments |  |  | 5/15/2018 11:21:16 PM
566642 | 303 | USGS I-2327-85 | CEDEN | Fluoride, Electrometric, Ion-Selective Electrode, Automated, Segmented-Flow; USGS TWRI 5-A1/1989, p. 221 |  |  | 3/9/2016 5:45:08 PM
4619 | 3030 E | Nitric Acid Digestion of Metals | APHA | 3030E / 3030 E ~ Standard Methods ; Nitric Acid Digestion of Metals |  | https://www.nemi.gov/methods/method_summary/4691/ | 7/31/2013 12:00:00 AM
4620 | 3030 F | Nitric and Hydrochloric Acid Digestion | APHA | 3030F / 3030 F ~ Standard Methods ; Nitric and Hydrochloric Acid Digestion |  | https://www.nemi.gov/methods/method_summary/4692/ | 7/31/2013 12:00:00 AM
4621 | 3030 G | Nitric and Sulfuric Acid Digestion | APHA | 3030G / 3030 G ~ Standard Methods ; Nitric and Sulfuric Acid Digestion |  | https://www.nemi.gov/methods/method_summary/4693/ | 7/31/2013 12:00:00 AM
4622 | 3030 H | Nitric and Perchloric Acid Digestion | APHA | 3030H / 3030 H ~ Standard Methods ; Nitric and Perchloric Acid Digestion |  | https://www.nemi.gov/methods/method_summary/4694/ | 7/31/2013 12:00:00 AM
4623 | 3030 I | Nitric, Perchloric and Hydrofluoric Acid | APHA | 3030I / 3030 I ~ Standard Methods ; Nitric, Perchloric and Hydrofluoric Acid |  | https://www.nemi.gov/methods/method_summary/4695/ | 7/31/2013 12:00:00 AM
4624 | 3030 J | Dry Ashing of Metals Samples | APHA | 3030J / 3030 J ~ Standard Methods ; Dry Ashing of Metals Samples |  | https://www.nemi.gov/methods/method_summary/4696/ | 7/31/2013 12:00:00 AM
4625 | 3030 K | Microwave Assisted Digestion of Metals | APHA | 3030K / 3030 K ~ Standard Methods ; Microwave Assisted Digestion of Metals |  | https://www.nemi.gov/methods/method_summary/4697/ | 7/31/2013 12:00:00 AM
4616 | 3030B | Preliminary Filtration of Metals Samples | APHA | 3030B ~ Standard Methods ; Preliminary Filtration of Metals Samples |  | https://www.nemi.gov/methods/method_summary/4681/ | 7/31/2013 12:00:00 AM
4617 | 3030C | Treatment for Acid-Extractable Metals | APHA | 3030C ~ Standard Methods ; Treatment for Acid-Extractable Metals |  | https://www.nemi.gov/methods/method_summary/4682/ | 7/31/2013 12:00:00 AM
4618 | 3030D | Preliminary Digestion for Metals | APHA | 3030D ~ Standard Methods ; Preliminary Digestion for Metals |  | https://www.nemi.gov/methods/method_summary/4683/ | 7/31/2013 12:00:00 AM
566560 | 3037 | EPA 8082 | CEDEN | Polychlorinated Biphenyls (PCBs) by Gas Chromatography |  |  | 5/15/2018 11:21:42 PM
566633 | 3039 | EPA 1632A | CEDEN | Chemical Speciation of Arsenic in Water and Tissue by Hydride Generation Quatrz Furnace Atomic Absorption Spectrometry |  |  | 5/15/2018 11:35:44 PM
257326 | 304 | Chromium (Cr) in estuarine bottom sediments | MDEDAT01_WQX | (a) Sampling technique Surficial sampling using Petersen - type grab sampler; subsamples taken from top few centimeters, placed in plastic bags, and refrigerated (b) Analysis technique Dried, pulverized sediment samples are prepared for analysis using a microwave digestion technique, a modification of EPA Method #3051 - Soil Sample Digestion Procedure for Floyd Digestion Vessels. A 3:1 solution of HCL:HNO3 is substituted for HNO3 alone to improve dissolution (leaching) of the sample. The digestate is analyzed using a Thermo Jarrel - Ash Atom - Scan 25 sequential Inductively Coupled Argon Plasma Unit (ICAP). The exact method of analysis was developed experimentally in conjunction with software written specifically for the instrument by the manufacturer. For these sediments, the most sensitive wavelength for Cr (i.e., the wavelength showing the best recovery) is 282.563. Citation: Resource Monitoring Data Storage System Data Sheets Forms and Procedures |  |  | 9/6/2017 9:51:18 AM
566640 | 304 | USGS OFR 99-093 | CEDEN | Determination of Dissolved Arsenic, Boron, Lithium, Selenium, Strontium, Thallium, and Vanadium Using Inductively Coupled Plasma-Mass Spectrometry; USGS I-2477-92 |  |  | 3/9/2016 5:45:08 PM
1892 | 3040 | Metals in Oils, Greases and Wax | USEPA |  |  |  | 8/12/2006 11:50:00 PM
566559 | 3040 | FGS-010 | CEDEN | Frontier Geosciences: KOH/Methanol Digestion of Solids for Methyl Mercury Digestion of Solids for Methyl Mercury Frontier Geosciences: Digestion of Solids for Methyl Mercury |  |  | 5/15/2018 11:34:35 PM
566547 | 3041 | NERL 440.0 | CEDEN | Analysis of Carbon and Nitrogen in Sediments and Particulates using Elemental Analysis |  |  | 5/15/2018 11:22:31 PM
732606 | 3047 | EPA 608 | CEDEN | Extraction of Organochlorine Pesticides and Polychlorinated Biphenyls from Wastewater |  |  | 5/15/2018 11:24:43 PM
1893 | 304A | Biodegredation Rates (Vent Option) | USEPA |  |  |  | 8/12/2006 11:50:00 PM
1894 | 304B | Biodegredation Rates (Scrubber Option) | USEPA |  |  |  | 8/12/2006 11:50:00 PM
257322 | 305 | Copper (Cu) in estuarine bottom sediments | MDEDAT01_WQX | (a) Sampling technique Surficial sampling using Petersen - type grab sampler; subsamples taken from top few centimeters, placed in plastic bags, and refrigerated (b) Analysis technique Dried, pulverized sediment samples are prepared for analysis using a microwave digestion technique, a modification of EPA Method #3051 - Soil Sample Digestion Procedure for Floyd Digestion Vessels. A 3:1 solution of HCL:HNO3 is substituted for HNO3 alone to improve dissolution (leaching) of the sample. The digestate is analyzed using a Thermo Jarrel - Ash Atom - Scan 25 sequential Inductively Coupled Argon Plasma Unit (ICAP). The exact method of analysis was developed experimentally in conjunction with software written specifically for the instrument by the manufacturer. For these sediments, the most sensitive wavelength for Cu (i.e., the wavelength showing the best recovery) is 327.396. Citation: Resource Monitoring Data Storage System Data Sheets Forms and Procedures |  |  | 9/6/2017 9:51:18 AM
1895 | 305 | Emissions of Volatiles in Waste | USEPA |  |  |  | 8/12/2006 11:50:00 PM
1896 | 305.1 | Acidity by Titration with a pH Meter | USEPA | 305.1 ~ EPA-NERL ; Acidity by Titration |  | https://www.nemi.gov/methods/method_summary/5229/ | 8/12/2006 11:50:00 PM
1897 | 305.2 | Acidity by Titration Using a pH Meter | USEPA |  |  |  | 8/12/2006 11:50:00 PM
110082 | 3050B | Acid Digestion of Sediments, Sludges, and Soils | USEPA |  |  |  | 12/21/2010 12:09:07 PM
1898 | 306 | Chromium Emissions from Electroplating | USEPA |  |  |  | 8/12/2006 11:50:00 PM
257327 | 306 | Iron (Fe) in estuarine bottome sediments | MDEDAT01_WQX | (a) Sampling technique Surficial sampling using Petersen - type grab sampler; subsamples taken from top few centimeters, placed in plastic bags, and refrigerated (b) Analysis technique Dried, pulverized sediment samples are prepared for analysis using a microwave digestion technique, a modification of EPA Method #3051 - Soil Sample Digestion Procedure for Floyd Digestion Vessels. A 3:1 solution of HCL:HNO3 is substituted for HNO3 alone to improve dissolution (leaching) of the sample. The digestate is analyzed using a Thermo Jarrel - Ash Atom - Scan 25 sequential Inductively Coupled Argon Plasma Unit (ICAP). The exact method of analysis was developed experimentally in conjunction with software written specifically for the instrument by the manufacturer. For these sediments, the most sensitive wavelength for Fe (i.e., the wavelength showing the best recovery) is 238.204. Citation: Resource Monitoring Data Storage System Data Sheets Forms and Procedures |  |  | 9/6/2017 9:51:18 AM
732257 | 3061 | EPA 150.1 | CEDEN | pH in Water by Electrometric Method |  |  | 5/15/2018 11:22:50 PM
742938 | 3062 | EPA 531.1 | CEDEN | Measurement of N-Methylcarbamoyloximes and N-Methylcarbamates in water by direct aqueous injection HPLC with post column dericatization |  |  | 5/15/2018 11:26:16 PM
566639 | 3065 | SM 3120 B | CEDEN | Metals by plasma emission, ICP method |  |  | 5/15/2018 11:35:14 PM
566575 | 3067 | AXYS MLA-028 Rev 05 | CEDEN | Pesticides in water, sediment, tissue. High-resolution gas chromatography/high resolution mass spectrometry (HRGC/HRMS), Rev 05 |  |  | 5/15/2018 11:23:28 PM
566578 | 3068 | AXYS MLA-010 Rev 10 | CEDEN | High-resolution mass spectrometer (HRMS) coupled to a high-resolution gas chromatograph (HRGC) equipped with a SPB-Octyl chromatography column |  |  | 5/15/2018 11:22:46 PM
1899 | 306A | Chromium Emissions from Electroplating | USEPA |  |  |  | 8/12/2006 11:50:00 PM
5313 | 307 | Pesticide Scan by LC/MS/MS | NCL |  |  |  | 6/4/2015 10:56:33 AM
566677 | 307 | USGS I-2540-90 | CEDEN | Nitrogen, nitrite, colorimetry, diazotization, automated-segmented flow; USGS OFR 93-125, p.143 |  |  | 3/9/2016 5:45:08 PM
257324 | 307 | Manganese (Mn) in estuarine bottom sediments | MDEDAT01_WQX | (a) Sampling technique Surficial sampling using Petersen - type grab sampler; subsamples taken from top few centimeters, placed in plastic bags, and refrigerated (b) Analysis technique Dried, pulverized sediment samples are prepared for analysis using a microwave digestion technique, a modification of EPA Method #3051 - Soil Sample Digestion Procedure for Floyd Digestion Vessels. A 3:1 solution of HCL:HNO3 is substituted for HNO3 alone to improve dissolution (leaching) of the sample. The digestate is analyzed using a Thermo Jarrel - Ash Atom - Scan 25 sequential Inductively Coupled Argon Plasma Unit (ICAP). The exact method of analysis was developed experimentally in conjunction with software written specifically for the instrument by the manufacturer. For these sediments, the most sensitive wavelength for Mn (i.e., the wavelength showing the best recovery) is 257.610. Citation: Resource Monitoring Data Storage System Data Sheets Forms and Procedures |  |  | 9/6/2017 9:51:18 AM
257323 | 308 | Nickel (Ni) in estuarine bottom sediments | MDEDAT01_WQX | (a) Sampling technique Surficial sampling using Petersen - type grab sampler; subsamples taken from top few centimeters, placed in plastic bags, and refrigerated (b) Analysis technique Dried, pulverized sediment samples are prepared for analysis using a microwave digestion technique, a modification of EPA Method #3051 - Soil Sample Digestion Procedure for Floyd Digestion Vessels. A 3:1 solution of HCL:HNO3 is substituted for HNO3 alone to improve dissolution (leaching) of the sample. The digestate is analyzed using a Thermo Jarrel - Ash Atom - Scan 25 sequential Inductively Coupled Argon Plasma Unit (ICAP). The exact method of analysis was developed experimentally in conjunction with software written specifically for the instrument by the manufacturer. For these sediments, the most sensitive wavelength for Ni (i.e., the wavelength showing the best recovery) is 341.476. Citation: Resource Monitoring Data Storage System Data Sheets Forms and Procedures |  |  | 9/6/2017 9:51:18 AM
566637 | 308 | USGS I-2545-90 | CEDEN | Nitrogen, nitrite plus nitrate, colorimetry, cadmium reduction-diazotization, automated-segmented flow; USGS OFR 93-125, p.157 |  |  | 3/9/2016 5:45:08 PM
257325 | 309 | Zinc (Zn) in estuarine bottom sediments | MDEDAT01_WQX | (a) Sampling technique Surficial sampling using Petersen - type grab sampler; subsamples taken from top few centimeters, placed in plastic bags, and refrigerated (b) Analysis technique Dried, pulverized sediment samples are prepared for analysis using a microwave digestion technique, a modification of EPA Method #3051 - Soil Sample Digestion Procedure for Floyd Digestion Vessels. A 3:1 solution of HCL:HNO3 is substituted for HNO3 alone to improve dissolution (leaching) of the sample. The digestate is analyzed using a Thermo Jarrel - Ash Atom - Scan 25 sequential Inductively Coupled Argon Plasma Unit (ICAP). The exact method of analysis was developed experimentally in conjunction with software written specifically for the instrument by the manufacturer. For these sediments, the most sensitive wavelength for Zn (i.e., the wavelength showing the best recovery) is 213.856. Citation: Resource Monitoring Data Storage System Data Sheets Forms and Procedures |  |  | 9/6/2017 9:51:18 AM
566583 | 309 | USGS I-2587-89 | CEDEN | pH, electrometric, glass-electrode; USGS TWRI 5-A1/1989, p.363 |  |  | 3/9/2016 5:45:08 PM
257339 | 31 | Mercury (Hg) in tissue/sediment | MDEDAT01_WQX |  |  |  | 5/24/2014 1:53:13 PM
566432 | 31 | EPA 8321A | CEDEN | Solvent-Extractable Nonvolatile Compounds by High-Performance Liquid Chromatography/Thermospray/Mass Spectrometry (HPLC/TS/MS) or Ultraviolet (UV) Detection |  |  | 5/15/2018 11:21:04 PM
757130 | 31-107-04-1-C | Lachat FIA 31-107-04-1-C | RTI |  |  |  | 5/21/2018 10:27:49 AM
757169 | 31-107-04-1-C_mod | Potassium chloride extraction method, Lachat FIA 31-107-04-1-C | RTI | Potassium chloride extraction method, Lachat FIA 31-107-04-1-C |  |  | 5/21/2018 10:27:19 AM
757188 | 31-107-04-1-E | Lachat FIA 31-107-04-1-E | RTI | Lachat FIA 31-107-04-1-E |  |  | 5/23/2018 1:37:55 PM
757122 | 31-107-04-3-B | 31-107-04-3-B | RTI |  |  |  | 5/21/2018 10:27:20 AM
757172 | 31-107-04-3-B/440.0 | Lachat FIA 31-107-04-3-B and EPA 440.0 | RTI | Lachat FIA 31-107-04-3-B and EPA 440.0 |  |  | 5/21/2018 10:27:20 AM
5551 | 31-107-04-4-A | Lachat UV Nitrate/Nitrite Conversion Methods for FIA | LACHAT | http://www.lachatinstruments.com/applications/UV-Nitrate-Nitrite-Conversion-Methods.asp |  |  | 6/17/2016 12:00:46 PM
757167 | 31-107-06-1-A/B | FIA 31-107-06-1-A/B | RTI | FIA 31-107-06-1-A/B |  |  | 5/21/2018 10:27:19 AM
757115 | 31-107-06-1-B | Lachat FIA 31-107-06-1-B | RTI |  |  |  | 5/23/2018 1:37:55 PM
757174 | 31-107-06-1-B_mod | Potassium chloride extraction method, Lachat FIA 31-107-06-1-B | RTI | Potassium chloride extraction method, Lachat FIA 31-107-06-1-B |  |  | 5/21/2018 10:27:20 AM
757128 | 31-114-27-1-A | Lachat FIA 31-114-27-1-A | RTI |  |  |  | 5/21/2018 9:17:57 AM
757170 | 31-115-01-1-F/G | Lachat FIA 31-115-01-1-F/G | RTI | Lachat FIA 31-115-01-1-F/G |  |  | 5/21/2018 10:27:19 AM
757129 | 31-115-01-3-C | Lachat FIA 31-115-01-3-C | RTI |  |  |  | 5/23/2018 1:37:55 PM
757121 | 31-115-01-3-D | Lachat FIA 31-115-01-3-D | RTI |  |  |  | 5/21/2018 10:27:20 AM
757173 | 31-115-01-3-D/EPA | Lachat FIA 31-115-01-3-D and modified APHA 4500-P.B.3 and 4500-P.E. | RTI | Lachat FIA 31-115-01-3-D and modified APHA 4500-P.B.3 and 4500-P.E. |  |  | 5/21/2018 10:27:20 AM
257317 | 310 | Chromium (Cr) in estuarine bottom sediments | MDEDAT01_WQX | (a) Sampling technique Core collected using a Benthos gravity corer (Model #2171) fitted with clean cellulose acetate butyrate (CAB) liners, 6.7 cm in diameter. The core is refrigerated. Subsamples are taken from core at selected intervals based on visual and radiographic observations. (b) Analysis technique Dried, pulverized sediment samples are prepared for analysis using a microwave digestion technique, a modification of EPA Method #3051 - Soil Sample Digestion Procedure for Floyd Digestion Vessels. A 3:1 solution of HCL:HNO3 is substituted for HNO3 alone to improve dissolution (leaching) of the sample. The digestate is analyzed using a Thermo Jarrel - Ash Atom - Scan 25 sequential Inductively Coupled Argon Plasma Unit (ICAP). The exact method of analysis was developed experimentally in conjunction with software written specifically for the instrument by the manufacturer. For these sediments, the most sensitive wavelength for Cr (i.e., the wavelength showing the best recovery) is 283.563. Citation: Resource Monitoring Data Storage System Data Sheets Forms and Procedures |  |  | 5/24/2014 1:53:14 PM
459045 | 310.1 | UNKOWN | SDDENR_WQX |  |  |  | 4/25/2014 10:11:50 AM
511108 | 310.1 | 310.1 | WYDEQ_WQX |  |  |  | 10/10/2012 6:54:48 PM
509065 | 310.1 | 310.1 | WQXTEST |  |  |  | 12/30/2013 5:50:01 PM
67447 | 310.1 | Alkalinity by Titration | KAWNATON_WQX | null | null |  | 1/30/2014 11:55:21 AM
62940 | 310.1 | 310.1 | 21IND_WQX |  |  |  | 10/25/2011 7:15:44 AM
1900 | 310.1 | Alkalinity by Titration | USEPA | 310.1 ~ EPA-NERL ; Alkalinity by Titration |  | https://www.nemi.gov/methods/method_summary/5230/ | 8/12/2006 11:50:00 PM
503572 | 310.1 | 310.1 | INSTOR_WQX |  |  |  | 11/30/2017 1:17:12 PM
511071 | 310.1 | 310.1 | WYDEQ_Watershed |  |  |  | 11/16/2016 12:09:31 PM
1901 | 310.1_M | Alkalinity in Water by Titration | USEPA |  |  |  | 8/12/2006 11:50:00 PM
229322 | 310.2 | 310.2 | 21IND_WQX |  |  |  | 10/27/2011 8:16:01 AM
1902 | 310.2 | Alkalinity by Colorimetric Analysis | USEPA | 310.2 ~ EPA-NERL ; Alkalinity by Autoanalyzer |  | https://www.nemi.gov/methods/method_summary/5231/ | 8/12/2006 11:50:00 PM
291027 | 310.2 | 310.2 | INSTOR_WQX |  |  |  | 11/26/2018 12:17:44 PM
743072 | 310.2 | Alkalinity (Colorimetric, Automated, Methyl Orange) by Autoanalyzer | USEPA Rev (1974) | https://www.epa.gov/sites/production/files/2015-08/documents/method_310-2_1974.pdf |  |  | 3/30/2018 6:10:17 PM
566576 | 3102 | AXYS MLA-021 Rev 08 | CEDEN | Gas chromatography/low resolution mass spectrometry (GC/LRMS). |  |  | 5/15/2018 11:23:28 PM
566591 | 3105 | AMS SM | CEDEN | Standard Methods for the Determination of Bivalve Growth |  |  | 5/15/2018 11:27:37 PM
730189 | 3106 | ASTM E1218-90 | CEDEN | Standard Guide for Conducting Static 96-h Toxicity Tests with Microalgae. |  |  | 5/15/2018 11:27:11 PM
566597 | 3109 | AXYS MLA-010 Rev 05 | CEDEN | PCBs in Fish Tissue, Water. High-resolution gas chromatograph coupled to a high resolution mass spectrometer (HRGC/HRMS). EPA 1668A. |  |  | 5/15/2018 11:21:15 PM
257318 | 311 | Copper (Cu) in estuarine bottom sediments | MDEDAT01_WQX | (a) Sampling technique Core collected using a Benthos gravity corer (Model #2171) fitted with clean cellulose acetate butyrate (CAB) liners, 6.7 cm in diameter. The core is refrigerated. Subsamples are taken from core at selected intervals based on visual and radiographic observations. (b) Analysis technique Dried, pulverized sediment samples are prepared for analysis using a microwave digestion technique, a modification of EPA Method #3051 - Soil Sample Digestion Procedure for Floyd Digestion Vessels. A 3:1 solution of HCL:HNO3 is substituted for HNO3 alone to improve dissolution (leaching) of the sample. The digestate is analyzed using a Thermo Jarrel - Ash Atom - Scan 25 sequential Inductively Coupled Argon Plasma Unit (ICAP). The exact method of analysis was developed experimentally in conjunction with software written specifically for the instrument by the manufacturer. For these sediments, the most sensitive wavelength for Cu (i.e., the wavelength showing the best recovery) is 327.396. Citation: Resource Monitoring Data Storage System Data Sheets Forms and Procedures |  |  | 5/24/2014 1:53:14 PM
566593 | 3110 | AXYS MLA-010 Rev 06 | CEDEN | PCBs in Fish Tissue, Water. High-resolution gas chromatograph coupled to a high resolution mass spectrometer (HRGC/HRMS). EPA 1668A. |  |  | 5/15/2018 11:55:05 PM
566658 | 3111 | AXYS MLA-010 Rev 07 | CEDEN | PCBs in Fish Tissue, Water. High-resolution gas chromatograph coupled to a high resolution mass spectrometer (HRGC/HRMS). EPA 1668A. |  |  | 5/15/2018 11:31:19 PM
459008 | 3111-B | UNKOWN | SDDENR_WQX |  |  |  | 4/25/2014 9:44:36 AM
221 | 3111-B | Metals in Water by FLAA- Direct Air-Acetylene Flame | APHA | 3111B ~ Standard Methods ; Metals in water by FLAA |  | https://www.nemi.gov/methods/method_summary/5703/ | 8/12/2006 11:50:00 PM
131945 | 3111-B | Metals in Water by FLAA- Direct Air-Acetylene Flam | KAWNATON_WQX | null | null |  | 1/30/2014 12:04:31 PM
222 | 3111-C | Metals in Water by FLAA- Extraction/Air-Acetylene Flame | APHA | 3111 C ~ Standard Methods ; Metals by Flame Atomic Absorption Spectrometry, Extraction/Air-Acetylene Flame Method |  | https://www.nemi.gov/methods/method_summary/9711/ | 8/12/2006 11:50:00 PM
223 | 3111-D | Metals in Water by FLAA- Direct Nitrous Oxide-Acetylene Flame | APHA | 3111 D ~ Standard Methods ; Metals in water by FLAA |  | https://www.nemi.gov/methods/method_summary/9695/ | 8/12/2006 11:50:00 PM
224 | 3111-E | Metals in Water by FLAA- Extraction/Nitrous Oxide-Acetylene Flame Method | APHA |  |  |  | 8/12/2006 11:50:00 PM
566608 | 3112 | AXYS MLA-010 Rev 08 | CEDEN | PCBs in Fish Tissue, Water. High-resolution gas chromatograph coupled to a high resolution mass spectrometer (HRGC/HRMS). EPA 1668A. |  |  | 5/15/2018 11:26:49 PM
225 | 3112-B | Mercury in Water by CVAA | APHA | 3112 B ~ Standard Methods ; Metals in Water by CV-AAS |  | https://www.nemi.gov/methods/method_summary/9737/ | 8/12/2006 11:50:00 PM
566492 | 3113 | AXYS MLA-021 Rev 05 | CEDEN | PAHs and Alkylated PAHs in water, sediemnt and tissue. Gas chromatography/low resolution mass spectrometry (GC/LRMS). |  |  | 5/15/2018 11:21:37 PM
226 | 3113-B | Metals in Water by GFAA | APHA | 3113 B ~ Standard Methods ; Metals in Water by GFAA |  | https://www.nemi.gov/methods/method_summary/4698/ | 8/12/2006 11:50:00 PM
566561 | 3114 | AXYS MLA-021 Rev 07 | CEDEN | PAHs and Alkylated PAHs in water, sediemnt and tissue. Gas chromatography/low resolution mass spectrometry (GC/LRMS). |  |  | 5/15/2018 11:21:11 PM
227 | 3114-B | Metals in Water by Manual HYDAA | APHA | 3114 B ~ Standard Methods ; Arsenic and Selenium by Hydride Generation/AAS |  | https://www.nemi.gov/methods/method_summary/9703/ | 8/12/2006 11:50:00 PM
459070 | 3114-B | REGRAVAN | SDDENR_WQX |  |  |  | 5/3/2012 3:28:03 PM
228 | 3114-C | Metals in Water by Continuous HYDAA | APHA |  |  |  | 8/12/2006 11:50:00 PM
566471 | 3115 | AXYS MLA-028 Rev 01 | CEDEN | Pesticides in water, sediment, tissue. High-resolution gas chromatography/high resolution mass spectrometry (HRGC/HRMS) |  |  | 5/15/2018 11:21:08 PM
566535 | 3116 | AXYS MLA-028 Rev 02 | CEDEN | Pesticides in water, sediment, tissue. High-resolution gas chromatography/high resolution mass spectrometry (HRGC/HRMS) |  |  | 5/15/2018 11:21:31 PM
566554 | 3117 | AXYS MLA-028 Rev 03 | CEDEN | Pesticides in water, sediment, tissue. High-resolution gas chromatography/high resolution mass spectrometry (HRGC/HRMS), Rev 03 |  |  | 5/15/2018 11:27:06 PM
566647 | 3119 | BR-0020 Rev 003 | CEDEN | As, Se. Hydride Generation Quartz Furnace AA |  |  | 5/15/2018 11:24:40 PM
257321 | 312 | Iron (Fe) in estuarine bottome sediments | MDEDAT01_WQX | (a) Sampling technique Core collected using a Benthos gravity corer (Model #2171) fitted with clean cellulose acetate butyrate (CAB) liners, 6.7 cm in diameter. The core is refrigerated. Subsamples are taken from core at selected intervals based on visual and radiographic observations. (b) Analysis technique Dried, pulverized sediment samples are prepared for analysis using a microwave digestion technique, a modification of EPA Method #3051 - Soil Sample Digestion Procedure for Floyd Digestion Vessels. A 3:1 solution of HCL:HNO3 is substituted for HNO3 alone to improve dissolution (leaching) of the sample. The digestate is analyzed using a Thermo Jarrel - Ash Atom - Scan 25 sequential Inductively Coupled Argon Plasma Unit (ICAP). The exact method of analysis was developed experimentally in conjunction with software written specifically for the instrument by the manufacturer. For these sediments, the most sensitive wavelength for Fe (i.e., the wavelength showing the best recovery) is 238.204. Citation: Resource Monitoring Data Storage System Data Sheets Forms and Procedures |  |  | 5/24/2014 1:53:14 PM
566582 | 312 | USGS I-2781-85 | CEDEN | Specific conductance, electrometric, Wheatstone bridge; USGS TWRI 5-A1/1989, p.461 |  |  | 3/9/2016 5:45:08 PM
229 | 3120 | Metals in Water by ICP | APHA |  |  |  | 8/12/2006 11:50:00 PM
566562 | 3120 | BR-0020 Rev 004 | CEDEN | As, Se in water. Hydride Generation Quartz Furnace AA. EPA 1632M. |  |  | 5/15/2018 11:22:02 PM
4626 | 3120 B (TOTAL) | Metals (total recoverable) in Water by ICP | APHA | 3120B / 3120 B (total) ~ Standard Methods ; Metals (total recoverable) in Water by ICP |  | https://www.nemi.gov/methods/method_summary/4699/ | 7/31/2013 12:00:00 AM
566425 | 3121 | BR-0020 Rev 005 | CEDEN | Hydride Generation-Atomic Absorption Spectrometry with Cryogenic Trap Preconcentration, Rev 05 |  |  | 5/15/2018 11:23:36 PM
65767 | 3121.23B | Mercury in Tissue | EPA_R7_WQX | Based on SW846 method 7473. |  |  | 1/15/2010 3:59:07 PM
566529 | 3122 | BR-0020 Rev 007 | CEDEN | Hydride Generation-Atomic Absorption Spectrometry with Cryogenic Trap Preconcentration, Rev 07 |  |  | 5/15/2018 11:21:22 PM
4627 | 3125 | Metals in Water by ICP/MS | APHA | 3125 ~ Standard Methods ; Metals in Water by ICP/MS |  | https://www.nemi.gov/methods/method_summary/4796/ | 7/31/2013 12:00:00 AM
566590 | 3125 | DFG-WPCL LC/MS | CEDEN | % Moisture and % Solids in tissue. |  |  | 5/15/2018 11:27:37 PM
764390 | 3125B | Inductively Coupled Plasma??Mass Spectrometry (ICP??MS) Method | 21FLHILL_WQX |  |  |  | 12/6/2018 1:00:24 PM
566666 | 3126 | EPA 1007.0 | CEDEN | Americamysis bahia (formerly Mysidopsis bahia) Chronic (7-Day) Survival, Growth, and Fecundity Bioassay |  |  | 5/15/2018 11:28:58 PM
566620 | 3128 | EPA 1631 | CEDEN | Mercury in Water by Oxidation, Purge&Trap and Cold Vapor Atomic Fluorescence Spectrometry |  |  | 5/15/2018 11:21:32 PM
257319 | 313 | Manganese (Mn) in estuarine bottom sediments | MDEDAT01_WQX | (a) Sampling technique Core collected using a Benthos gravity corer (Model #2171) fitted with clean cellulose acetate butyrate (CAB) liners, 6.7 cm in diameter. The core is refrigerated. Subsamples are taken from core at selected intervals based on visual and radiographic observations. (b) Analysis technique Dried, pulverized sediment samples are prepared for analysis using a microwave digestion technique, a modification of EPA Method #3051 - Soil Sample Digestion Procedure for Floyd Digestion Vessels. A 3:1 solution of HCL:HNO3 is substituted for HNO3 alone to improve dissolution (leaching) of the sample. The digestate is analyzed using a Thermo Jarrel - Ash Atom - Scan 25 sequential Inductively Coupled Argon Plasma Unit (ICAP). The exact method of analysis was developed experimentally in conjunction with software written specifically for the instrument by the manufacturer. For these sediments, the most sensitive wavelength for Mn (i.e., the wavelength showing the best recovery) is 257.610. Citation: Resource Monitoring Data Storage System Data Sheets Forms and Procedures |  |  | 5/24/2014 1:53:14 PM
566513 | 3130 | EPA 1668AM | CEDEN | High-resolution gas chromatograph coupled to a high resolution mass spectrometer (HRGC/HRMS). |  |  | 2/9/2016 4:10:07 PM
230 | 3130 | Metals by Anodic Stripping Voltammetry | APHA |  |  |  | 8/12/2006 11:50:00 PM
566496 | 3133 | EPA 3050BM | CEDEN | Modified Acid Digestion of Sediments, Sludges, and Soils - Modified (for Metals) |  |  | 5/15/2018 11:25:24 PM
566544 | 3134 | EPA 440M | CEDEN | Modification of Elemental C and N by Combustion and Thermal Conductivity |  |  | 5/15/2018 11:23:31 PM
65760 | 3135.12A | Anions in Water by Ion Chromatography | EPA_R7_WQX |  |  |  | 1/14/2010 5:06:29 PM
4986 | 3135.2I | Cyanide in Water and Soil by Colorimetry | USEPA | 3135.2I ~ EPA Region 7 ENSV ; Cyanide in Water and Soil by Colorimetry |  | https://www.nemi.gov/methods/method_summary/10302/ | 7/31/2013 12:00:00 AM
566530 | 3137 | GC/MS/MS | CEDEN | Gas Chromatography/Mass Spectrometery multidimensional mass analysis (GC/MS/MS) |  |  | 5/15/2018 11:39:59 PM
566557 | 3138 | Hansell and Carlson, 2001 | CEDEN | Biogeochemistry of total organic carbon and nitrogen in the Sargasso Sea: Control by convective overturn |  |  | 5/15/2018 11:21:31 PM
257315 | 314 | Nickel (Ni) in estuarine bottom sediments | MDEDAT01_WQX | (a) Sampling technique Core collected using a Benthos gravity corer (Model #2171) fitted with clean cellulose acetate butyrate (CAB) liners, 6.7 cm in diameter. The core is refrigerated. Subsamples are taken from core at selected intervals based on visual and radiographic observations. (b) Analysis technique Dried, pulverized sediment samples are prepared for analysis using a microwave digestion technique, a modification of EPA Method #3051 - Soil Sample Digestion Procedure for Floyd Digestion Vessels. A 3:1 solution of HCL:HNO3 is substituted for HNO3 alone to improve dissolution (leaching) of the sample. The digestate is analyzed using a Thermo Jarrel - Ash Atom - Scan 25 sequential Inductively Coupled Argon Plasma Unit (ICAP). The exact method of analysis was developed experimentally in conjunction with software written specifically for the instrument by the manufacturer. For these sediments, the most sensitive wavelength for Ni (i.e., the wavelength showing the best recovery) is 341.476. Citation: Resource Monitoring Data Storage System Data Sheets Forms and Procedures |  |  | 5/24/2014 1:53:14 PM
1903 | 314 | Perchlorate in Drinking Water using Ion Chromatography | USEPA | 314 ~ EPA-OGWDW/TSC ; Perchlorate in Drinking Water by Ion Chromatography |  | https://www.nemi.gov/methods/method_summary/7399/ | 8/12/2006 11:50:00 PM
5291 | 314-B | Hardness (total) | APHA_SM19ED | Standard Methods (19th ed.) 314B (colorimetric, EDTA titration, manual) mg/L |  |  | 12/9/2014 7:55:50 AM
4987 | 314.1 | Perchlorate in water using inline column IC | USEPA | 314.1 ~ EPA-OGWDW/TSC ; Perchlorate in water using inline column IC |  | https://www.nemi.gov/methods/method_summary/9800/ | 7/31/2013 12:00:00 AM
566512 | 3141 | SM 2520B | CEDEN | Electrical Conductivity |  |  | 5/15/2018 11:21:39 PM
566507 | 3142 | SM 3500-Fe B | CEDEN | Colorimetric Detection |  |  | 5/15/2018 11:28:07 PM
566515 | 3143 | SM 4500-NH3 G, EPA 350.1 | CEDEN | Ammonia by Flow Injection Analysis |  |  | 5/15/2018 11:26:45 PM
566475 | 3147 | UCSB Carlson | CEDEN | DOC in water. High temperature combustion using Shimadzu TOC-V. |  |  | 5/15/2018 11:21:08 PM
566552 | 3149 | UCSC 1997 ch.14 | CEDEN | A Practical Handbook for Trace Metal and Ancillary Analyses: Chapter 14: Ancillary Sediment Analysis: Grain Size |  |  | 5/15/2018 11:21:36 PM
257316 | 315 | Zinc (Zn) in estuarine bottom sediments | MDEDAT01_WQX | (a) Sampling technique Core collected using a Benthos gravity corer (Model #2171) fitted with clean cellulose acetate butyrate (CAB) liners, 6.7 cm in diameter. The core is refrigerated. Subsamples are taken from core at selected intervals based on visual and radiographic observations. (b) Analysis technique Dried, pulverized sediment samples are prepared for analysis using a microwave digestion technique, a modification of EPA Method #3051 - Soil Sample Digestion Procedure for Floyd Digestion Vessels. A 3:1 solution of HCL:HNO3 is substituted for HNO3 alone to improve dissolution (leaching) of the sample. The digestate is analyzed using a Thermo Jarrel - Ash Atom - Scan 25 sequential Inductively Coupled Argon Plasma Unit (ICAP). The exact method of analysis was developed experimentally in conjunction with software written specifically for the instrument by the manufacturer. For these sediments, the most sensitive wavelength for Zn (i.e., the wavelength showing the best recovery) is 213.856. Citation: Resource Monitoring Data Storage System Data Sheets Forms and Procedures |  |  | 5/24/2014 1:53:14 PM
566508 | 3150 | UCSC 1997 ch.9 | CEDEN | A Practical Handbook for Trace Metal and Ancillary Analyses: Chapter 9: Ancillary Water Analysis: Chlorophyll and Phaeophytin |  |  | 5/15/2018 11:22:10 PM
548336 | 31501 | Total Coliform | WQXTEST | B001 |  |  | 5/5/2014 8:40:49 AM
290997 | 31501 | Total Coliform | 21PA_WQX | B001 |  |  | 6/2/2014 11:29:34 AM
566426 | 3153 | UCSC Hg Oxidation and CVAFS | CEDEN | Standard Operating Procedure for the Analysis of Mercury and Methylmercury in Environmental Samples |  |  | 5/15/2018 11:22:02 PM
566469 | 3154 | UCSC HR-ICPMS | CEDEN | Preparation and Trace Metal Analysis of Estuarine Samples - ICPMS |  |  | 5/15/2018 11:21:29 PM
566431 | 3155 | UCSC ICP-OES-direct | CEDEN | Preparation and Trace Metal Analysis of Estuarine Samples - ICP-OES |  |  | 5/15/2018 11:21:04 PM
566528 | 3158 | UCSC Suspended Solids Content | CEDEN | A Practical Handbook for Trace Metal and Ancillary Analyses: Chapter 11: Ancillary Water Analysis: Suspended Sediment Content |  |  | 5/15/2018 11:21:47 PM
551322 | 316 | Cadmium (Cd) in estuarine bottom sediments | MDEDAT01_WQX |  |  |  | 5/24/2014 2:23:11 PM
566643 | 3160 | UCSC UV digest-ICPMS | CEDEN | Preparation and Trace Metal Analysis of Estuarine Samples - ICPMS Digest |  |  | 5/15/2018 11:52:06 PM
566644 | 3161 | UCSC UV digest-ICP-OES | CEDEN | Preparation and Trace Metal Analysis of Estuarine Samples - ICP-OES Digest |  |  | 5/15/2018 11:56:51 PM
19397 | 31616 | Generic Micro/Chemical Id | 21PA_WQX | 31616-Fecal Coliform | Final |  | 1/6/2019 10:06:51 AM
548329 | 31616 | Generic Micro/Chemical Id | WQXTEST | 31616-Fecal Coliform | Final |  | 10/31/2014 9:35:19 AM
20004 | 31616 | Fecal coliform MF method (colonies/100mL) | 21NC03WQ | FECAL COLIFORM MEMBR FILTER M-FC BROTH 44.5 C |  |  | 5/15/2009 12:21:55 PM
566478 | 3163 | UCSC-LachatQuickChemFia8000 | CEDEN | A Practical Handbook for Trace Metal and Ancillary Analyses |  |  | 5/15/2018 11:21:27 PM
19445 | 31639 | Generic Micro/Chemical Id | 21PA_WQX | 31639-Enterococci | Final |  | 7/6/2017 10:16:11 AM
548337 | 31639 | Generic Micro/Chemical Id | WQXTEST | 31639-Enterococci | Final |  | 10/31/2014 9:41:39 AM
566566 | 3164 | UCSC-POC | CEDEN | Field and Laboratory Protocols: Particulate Carbon and Nitrogen |  |  | 5/15/2018 11:25:50 PM
566624 | 3167 | MLML-TM %Solids | CEDEN | Moss Landing Marine Labs Procedures for Determining % Solids |  |  | 5/15/2018 11:22:43 PM
19487 | 31673 | Generic Micro/Chemical Id | 21PA_WQX | 31673-Fecal Streptococci | Final |  | 11/20/2014 3:14:51 PM
551320 | 317 | Lead (Pb) in estuarine bottome sediments | MDEDAT01_WQX |  |  |  | 9/6/2017 9:51:18 AM
4988 | 317 | Oxyhalide DPBs and Bromide by IC | USEPA | 317 ~ EPA-OGWDW/TSC ; Oxyhalide DPBs and Bromide by IC |  | https://www.nemi.gov/methods/method_summary/4675/ | 7/31/2013 12:00:00 AM
566654 | 317 | USGS O-3100-83 | CEDEN | Carbon, organic, total, wet oxidation; USGS TWRI 5-A3/1987, p.15 |  |  | 2/9/2016 4:39:57 PM
4989 | 317.0REV2.0 | Inorganic Oxyhalide DBPs in Drinking Water By Ion Chromatography With Conductivity Detection and Trace Bromate Using Pos | USEPA | 317.0rev2.0 ~ EPA-OGWDW/TSC ; Inorganic Oxyhalide DBPs in Drinking Water By Ion Chromatography With Conductivity Detection and Trace Bromate Using Post Column Reagent Colorimetry |  | https://www.nemi.gov/methods/method_summary/7227/ | 7/31/2013 12:00:00 AM
566652 | 3172 | AXYS MLA-028 Rev 04 | CEDEN | Pesticides in water, sediment, tissue. High-resolution gas chromatography/high resolution mass spectrometry (HRGC/HRMS), Rev 04 |  |  | 2/10/2016 10:38:11 AM
566648 | 3173 | AXYS MLA-033 Rev 04 | CEDEN | Analytical Method for the Determination of Brominated Diphenyl Ethers (BDE) By EPA Method 1614, Rev 4 |  |  | 5/15/2018 11:23:28 PM
566584 | 3174 | AXYS MLA-035 Rev 05 | CEDEN | Analysis of Multi-Residue Pesticides by HRGC/HRMS |  |  | 5/15/2018 11:33:22 PM
551312 | 318 | Gas Chromotography/Mass Spectometry For Semi Volatile Organics | MDEDAT01_WQX | EPA Method 8080 Citation: Resource Monitoring Data Storage System Data Sheets Forms and Procedures |  |  | 5/24/2014 2:11:05 PM
551313 | 319 | Organo Chloride Pesticides and PCB's | MDEDAT01_WQX | This method follows EPA 8080 Citation: Resource Monitoring Data Storage System Data Sheets Forms and Procedures |  |  | 5/24/2014 2:11:07 PM
566533 | 3190 | EPA 6020AM | CEDEN | Modification of Metals by ICP-MS |  |  | 5/15/2018 11:23:39 PM
566581 | 3191 | EPA 9060M | CEDEN | Modified Total Organic Carbon in sediments |  |  | 5/15/2018 11:33:12 PM
566565 | 3198 | SM 2540 DM | CEDEN | Modification of Total Suspended Solids dried at 103-105 degrees C |  |  | 5/15/2018 11:21:30 PM
741220 | 32 | Mercury (Hg) in water | MDEDAT01_WQX |  |  |  | 9/6/2017 9:51:18 AM
1904 | 320.1 | Bromide by Titration with Iodine | USEPA | 320.1 ~ EPA-NERL ; Bromide by Titration |  | https://www.nemi.gov/methods/method_summary/5232/ | 8/12/2006 11:50:00 PM
566503 | 3205 | AXYS MLA-010 Rev 04 | CEDEN | Polycyclic Aromatic Hydrocarbons (PAHs) Alkylated Polycyclic Aromatic Hydrocarbons Alkanes, Rev 4 |  |  | 5/15/2018 11:23:37 PM
566683 | 3209 | AXYS MLA-027 Rev 01 | CEDEN | Analytical Method for the Determination of Phthalate Esters, Rev 1 |  |  | 5/16/2018 1:41:35 AM
4990 | 321.8 | Bromate by IC/ICP-MS | USEPA | 321.8 ~ EPA-NERL ; Bromate by IC/ICP-MS |  | https://www.nemi.gov/methods/method_summary/4838/ | 7/31/2013 12:00:00 AM
566653 | 3210 | AXYS PH-C-07 Rev 02 | CEDEN | Polycyclic Aromatic Hydrocarbons (PAHs) Alkylated Polycyclic Aromatic Hydrocarbons Alkanes, Rev 2 Phthalates Dissolved |  |  | 5/15/2018 11:46:06 PM
566585 | 3211 | AXYS PH-C-08 Rev 02 | CEDEN | Polycyclic Aromatic Hydrocarbons (PAHs) Alkylated Polycyclic Aromatic Hydrocarbons Alkanes, Rev 2 Dissolved |  |  | 5/15/2018 11:27:51 PM
566618 | 3213 | AXYS PH-F-08 Rev 02 | CEDEN | Polycyclic Aromatic Hydrocarbons (PAHs) Alkylated Polycyclic Aromatic Hydrocarbons Alkanes, Rev 2 Particulate |  |  | 5/15/2018 11:30:51 PM
566668 | 3216 | EPA 600/4-91-003 | CEDEN | EPA 600/4-91-003: Freshwater Chronic Test: Ceriodaphnia, Pimephales, Selenastrum |  |  | 5/15/2018 11:23:57 PM
566392 | 3223 | AXYS MLA-017 Rev 16 | CEDEN | High-resolution gas chromatography/high resolution mass spectrometry (HRGC/HRMS) |  |  | 5/15/2018 11:24:13 PM
19436 | 32230 | Chlorophyll | 21PA_WQX | 32230-Chlorophyll a | Final |  | 10/6/2016 10:15:46 AM
548340 | 32230 | Chlorophyll a | WQXTEST | B019 |  |  | 5/5/2014 8:43:23 AM
733212 | 3225 | AXYS MLA-060 Rev 07 | CEDEN | Analytical Procedure for the Analysis of Perfluorinated Organic Compounds in Aqueous Samples by LC-MS/MS, Rev 7 |  |  | 5/15/2018 11:50:05 PM
566600 | 3226 | AXYS MLA-043 Rev 07 | CEDEN | Analytical Procedure for the Analysis of Perfluorinated Organic Compounds in Tissue Samples by LC-MS/MS, Rev 7 |  |  | 5/15/2018 11:21:05 PM
733211 | 3227 | AXYS MLA-075 Rev 01 | CEDEN | Analytical Procedure for the Analysis of Pharmaceutical and Personal Care Compounds in Solid and Aqueous Samples by LC-MS/MS, Modified for Tissue Samples, Rev 1 |  |  | 5/15/2018 11:37:06 PM
732258 | 3229 | AXYS MLA-060 Rev 09 | CEDEN | Analytical Procedure for the Analysis of Perfluorinated Organic Compounds in Aqueous Samples by LC-MS/MS, Rev 9 |  |  | 5/16/2018 1:26:37 AM
566655 | 323 | USGS OFR 98-165 | CEDEN | Determination of Elements in Whole-Water Digests Using Inductively Coupled Plasma-Optical Emission Spectrometry and Inductively Coupled Plasma-Mass Spectrometry; USGS I-4471-97 and USGS I-4472-97 |  |  | 2/9/2016 4:39:57 PM
566650 | 3234 | AXYS MLA-033 Rev 06 | CEDEN | PBDEs in water |  |  | 5/15/2018 11:21:05 PM
566537 | 3236 | EPA 1684 | CEDEN | Total, Fixed, and Volatile Solids in Water, Solids, and Biosolids in Water, Solids, and Biosolids |  |  | 5/15/2018 11:22:49 PM
566599 | 3238 | AXYS MLA-017 Rev 17 | CEDEN | High-resolution gas chromatography/high resolution mass spectrometry (HRGC/HRMS) |  |  | 3/6/2018 11:22:55 PM
566602 | 3239 | Solorzano, L., 1969 | CEDEN | L. Solorzano, "Determination of Ammonia in Natural Waters By The Phenolhypochlorite Method", Limnology and Oceanography, Vol. 14, pgs 799-801, 1969 |  |  | 5/15/2018 11:21:22 PM
507346 | 325 | 325 | INSTOR_WQX |  |  |  | 5/27/2016 11:21:25 AM
1905 | 325.1 | Chloride by Colorimetric Analysis I | USEPA | 325.1 ~ EPA-NERL ; Chloride by Automated Colorimetry |  | https://www.nemi.gov/methods/method_summary/5771/ | 8/12/2006 11:50:00 PM
459057 | 325.2 | UNKOWN | SDDENR_WQX |  |  |  | 4/25/2014 9:45:37 AM
503563 | 325.2 | 325.2 | INSTOR_WQX |  |  |  | 6/28/2018 9:17:46 AM
1906 | 325.2 | Chloride by Colorimetric Analysis II | USEPA | 325.2 ~ EPA-NERL ; Chloride by Automated Colorimetry |  | https://www.nemi.gov/methods/method_summary/5765/ | 8/12/2006 11:50:00 PM
62936 | 325.2 | 325.2 | 21IND_WQX |  |  |  | 10/25/2011 7:15:43 AM
511075 | 325.2 | 325.2 | WYDEQ_Watershed |  |  |  | 11/16/2016 12:09:31 PM
511100 | 325.2 | 325.2 | WYDEQ_WQX |  |  |  | 10/10/2012 6:54:48 PM
509076 | 325.2 | 325.2 | WQXTEST |  |  |  | 12/30/2013 5:50:01 PM
507245 | 325.3 | 325.3 | INSTOR_WQX |  |  |  | 11/2/2015 11:16:55 AM
64202 | 325.3 | 325.3 | 21IND_WQX |  |  |  | 12/15/2009 12:36:12 PM
1907 | 325.3 | Chloride by Mercuric Nitrate Titration | USEPA | 325.3 ~ EPA-NERL ; Chloride by Titrimetry |  | https://www.nemi.gov/methods/method_summary/5772/ | 8/12/2006 11:50:00 PM
459014 | 325.3 | UNKOWN | SDDENR_WQX |  |  |  | 4/25/2014 10:12:34 AM
880 | 325.6 | Chloride in Wet Deposition | IL/SWSD |  |  |  | 8/12/2006 11:50:00 PM
566548 | 3252 | EPA 1640M | CEDEN | Modification of the Determination of Trace Elements in Ambient Waters by On-Line Chelation Preconcentration and ICPMS |  |  | 5/15/2018 11:21:08 PM
566635 | 3253 | SM 4500-CN I v20 | CEDEN | Weak Acid Dissociable (WAD) Cyanide |  |  | 5/15/2018 11:33:39 PM
566649 | 3258 | AXYS MLA-028 Rev 06 | CEDEN | Pesticides in water, sediment, tissue. High-resolution gas chromatography/high resolution mass spectrometry (HRGC/HRMS), Rev 06 |  |  | 5/15/2018 11:43:37 PM
566589 | 3259 | AXYS MLA-021 Rev 10 | CEDEN | PAHs and Alkylated PAHs in water, sediemnt and tissue. Gas chromatography/low resolution mass spectrometry (GC/LRMS) |  |  | 5/15/2018 11:21:05 PM
1908 | 325_M(A) | Chloride in Water by Colorimetry | USEPA |  |  |  | 8/12/2006 11:50:00 PM
1909 | 325_M(B) | Chloride in Water by Titration | USEPA |  |  |  | 8/12/2006 11:50:00 PM
4991 | 326 | Inorganic Oxyhalide Disinfection By-products in Drinking Water by Ion Chromatography with Postcolumn Reagent for Trace B | USEPA | 326 ~ EPA-OGWDW/TSC ; Inorganic Oxyhalide Disinfection By-products in Drinking Water by Ion Chromatography with Postcolumn Reagent for Trace Bromate Analysis |  | https://www.nemi.gov/methods/method_summary/7230/ | 7/31/2013 12:00:00 AM
566521 | 3262 | SM 10200 H-2bM | CEDEN | Modification of Spectrophotometric determination of Chlorophyll a in the presence of Pheophytin a |  |  | 5/15/2018 11:35:49 PM
566631 | 3263 | AXYS MLA-017 Rev 20 | CEDEN | High-resolution gas chromatography/high resolution mass spectrometry (HRGC/HRMS) |  |  | 5/15/2018 11:50:39 PM
4992 | 327.0 REV1.1 | Chlorine Dioxide and Chlorite in Drinking Water by Visible Spectrophotometry | USEPA | 327.0 rev1.1 ~ EPA-OGWDW/TSC ; Chlorine Dioxide and Chlorite in Drinking Water by Visible Spectrophotometry |  | https://www.nemi.gov/methods/method_summary/9644/ | 7/31/2013 12:00:00 AM
566555 | 3270 | SM 10200 H-M v20 | CEDEN | Modification of the Spectrophotometric determination of Chlorophyll a in the presence of Pheophytin a |  |  | 5/15/2018 11:22:26 PM
566670 | 3271 | SM 2520 B v20 | CEDEN | Electrical Conductivity Method |  |  | 5/15/2018 11:22:00 PM
730188 | 3273 | EPA 821/R-02-014 | CEDEN | EPA-821-R-02-014, EPA 2002; Short-term Methods for Estimating the Chronic Toxicity of Effluents and Receiving Water to Marine and Estuarine Organisms; (3 rd Edition) |  |  | 5/15/2018 11:27:11 PM
19484 | 32730A | Phenols | 21PA_WQX | 32730A-PHENOLS, COLORMETRIC, AUTOMATED**** | Final |  | 11/20/2014 3:18:23 PM
548338 | 32730D | Phenols | WQXTEST | 32730D-Total Phenols | Final |  | 9/16/2014 4:33:07 PM
19385 | 32730D | Phenols | 21PA_WQX | 32730D-Total Phenols | Final |  | 1/6/2017 10:33:55 AM
566625 | 3274 | AXYS MLA-035 Rev 06 | CEDEN | Analysis of Multi-Residue Pesticides by HRGC/HRMS, Rev. 6 |  |  | 5/15/2018 11:23:50 PM
734689 | 3277 | SM 4500-NH3 BC v20 | CEDEN | Ammonia as Nitrogen: distillation and titration |  |  | 5/15/2018 11:27:54 PM
734668 | 3279 | AXYS MLA-010 Rev 11 | CEDEN | High-resolution mass spectrometer (HRMS) coupled to a high-resolution gas chromatograph (HRGC) equipped with a SPB-Octyl chromatography column |  |  | 5/15/2018 11:31:59 PM
566660 | 3280 | AXYS MLA-046 Rev 04 | CEDEN | Analysis of Pyrethroids, Pyrethrins and Piperonyl Butoxide in Aqueous, Solid and XAD-2 Column Samples by Method MLA-046, Rev 4 |  |  | 5/15/2018 11:53:26 PM
566623 | 329 | EPA 218.6 | CEDEN | Determination of Dissolved Hexavalent Chromium in Drinking Water, Groundwater, and Industrial Wastewater Effluents by Ion Chromatography |  |  | 5/15/2018 11:27:16 PM
257332 | 33 | Nickel (Ni) in tissue/sediment | MDEDAT01_WQX |  |  |  | 5/24/2014 1:53:13 PM
1910 | 330.1 | Total Residual Chlorine by Titration | USEPA | 330.1 ~ EPA-NERL ; Total Residual Chlorine by Titration |  | https://www.nemi.gov/methods/method_summary/5233/ | 8/12/2006 11:50:00 PM
1911 | 330.2 | Total Residual Chlorine by Titration | USEPA | 330.2 ~ EPA-NERL ; Total Residual Chlorine by Titration |  | https://www.nemi.gov/methods/method_summary/5234/ | 8/12/2006 11:50:00 PM
1912 | 330.3 | Total Residual Chlorine by Titration | USEPA | 330.3 ~ EPA-NERL ; Total Residual Chlorine by Titration |  | https://www.nemi.gov/methods/method_summary/5235/ | 8/12/2006 11:50:00 PM
1913 | 330.4 | Total Residual Chlorine by Titration | USEPA | 330.4 ~ EPA-NERL ; Total Residual Chlorine by Titration |  | https://www.nemi.gov/methods/method_summary/5236/ | 8/12/2006 11:50:00 PM
1914 | 330.5 | Chlorine by Spectrophotometry with DPD | USEPA | 330.5 ~ EPA-NERL ; Total Residual Chlorine by Spectrophotometer |  | https://www.nemi.gov/methods/method_summary/5237/ | 8/12/2006 11:50:00 PM
511132 | 330.5 | 330.5 | WYDEQ_WQX |  |  |  | 10/10/2012 6:39:35 PM
4993 | 331 | Perchlorate in water by LC/EMI/MS | USEPA | 331 ~ EPA-TSC/NERL ; Perchlorate in water by LC/EMI/MS |  | https://www.nemi.gov/methods/method_summary/9796/ | 7/31/2013 12:00:00 AM
3071 | 331.0 | BULK DENSITY SOIL (GM/CC) | WIDNR_WQX |  |  |  | 12/21/2016 5:38:06 AM
566441 | 3313 | UCSC 1997 ch.10 | CEDEN | A Practical Handbook for Trace Metal and Ancillary Analyses: Chapter 10: Ancillary Water Analysis: Salinity |  |  | 5/15/2018 11:23:50 PM
566509 | 3315 | SM 4110 B, EPA 300.0 | CEDEN | Inorganic Anions by Ion Chromatography, Determination of Anions by Ion Chromatography |  |  | 5/15/2018 11:22:12 PM
4994 | 332 | Perchlorate in drinking water by IC-ESI/MS | USEPA | 332 ~ EPA-NERL ; Perchlorate in drinking water by IC-ESI/MS |  | https://www.nemi.gov/methods/method_summary/9791/ | 7/31/2013 12:00:00 AM
193661 | 332.0 | ION CHROMATOGRAPHY W/ CONCUCTIVITY & ELETROSPRAY IONIZATION | 21ARIZ_WQX |  |  |  | 12/4/2015 11:44:10 AM
566607 | 3334 | SM 5310 C, EPA 415.3 | CEDEN | Total Organic Carbon: Persulfate-Ultraviolet or Heated-Persulfate Oxidation Method, Total Organic Carbon/Dissolved Organic Carbon (combustion or oxidation) in water |  |  | 5/15/2018 11:22:13 PM
4995 | 334 | Residual Chlorine in Drinking Water Using an On-Line Chlorine Analyzer | USEPA | 334 ~ EPA-OGWDW/TSC ; Residual Chlorine in Drinking Water Using an On-Line Chlorine Analyzer |  | https://www.nemi.gov/methods/method_summary/10617/ | 7/31/2013 12:00:00 AM
566619 | 3349 | EPA 8141B | CEDEN | Organophosphorus Compounds by GC/FPD or GC/NPD |  |  | 3/9/2016 5:30:47 PM
1915 | 335.1 | Cyanides Amenable to Chlorination | USEPA | 335.1 ~ EPA-NERL ; Cyanides, amenable to chlorination |  | https://www.nemi.gov/methods/method_summary/4869/ | 8/12/2006 11:50:00 PM
507248 | 335.1 | 335.1 | INSTOR_WQX |  |  |  | 1/22/2016 8:16:24 AM
507249 | 335.2 | 335.2 | INSTOR_WQX |  |  |  | 8/7/2015 10:16:23 AM
1916 | 335.2 | Total Cyanide in Water | USEPA | 335.2 ~ EPA-NERL ; Cyanide, total, in Water |  | https://www.nemi.gov/methods/method_summary/4700/ | 8/12/2006 11:50:00 PM
1917 | 335.2(MIDI) | Cyanide Analysis by MIDI Distillation | USEPA |  |  |  | 8/12/2006 11:50:00 PM
1918 | 335.2_M(S) | Total Cyanide in Soils and Sediments | USEPA | in Sediment |  |  | 8/12/2006 11:50:00 PM
1919 | 335.2_MA(W) | Total Cyanide in Water by Colorimetry | USEPA | in Water |  |  | 8/12/2006 11:50:00 PM
1920 | 335.2_MB(W) | Total Cyanide in Water by Colorimetry | USEPA | in Water |  |  | 8/12/2006 11:50:00 PM
1921 | 335.2_MC(W) | Total Cyanide in Water by Colorimetry | USEPA | in Water |  |  | 8/12/2006 11:50:00 PM
1922 | 335.3 | Total Cyanide by Colorimetric Analysis | USEPA | 335.3 ~ EPA-NERL ; Cyanide by Automated Colorimetry |  | https://www.nemi.gov/methods/method_summary/5404/ | 8/12/2006 11:50:00 PM
1923 | 335.4 | Cyanide by Semi-Automated Colorimetry | USEPA | 335.4 ~ EPA-NERL ; Cyanide, total, by Colorimetry |  | https://www.nemi.gov/methods/method_summary/5759/ | 8/12/2006 11:50:00 PM
459038 | 335.4 | REGRAVAN | SDDENR_WQX |  |  |  | 5/3/2012 3:20:16 PM
503564 | 335.4 | 335.4 | INSTOR_WQX |  |  |  | 10/29/2018 2:16:09 PM
62920 | 335.4 | 335.4 | 21IND_WQX |  |  |  | 10/27/2011 8:16:00 AM
1924 | 335.63 | Cyanide in Waste by Colorimetry | USEPA |  |  |  | 8/12/2006 11:50:00 PM
742774 | 3354 | SM 2540 F | CEDEN | Settleable Solids |  |  | 5/16/2018 12:53:35 AM
507347 | 340 | 340 | INSTOR_WQX |  |  |  | 5/27/2016 11:21:22 AM
1925 | 340.1 | Total Fluoride by Colorimetric Analysis | USEPA | 340.1 ~ EPA-NERL ; Fluoride by Colorimetry |  | https://www.nemi.gov/methods/method_summary/5773/ | 8/12/2006 11:50:00 PM
507237 | 340.2 | 340.2 | INSTOR_WQX |  |  |  | 10/31/2018 8:16:16 AM
107516 | 340.2 | 340.2 | 21IND_WQX |  |  |  | 10/27/2011 7:46:17 AM
1926 | 340.2 | Fluoride in Water Using an ISE | USEPA | 340.2 ~ EPA-NERL ; Fluoride by ISE |  | https://www.nemi.gov/methods/method_summary/5774/ | 8/12/2006 11:50:00 PM
561655 | 340.2 | Fluoride | R10MIDNITE |  |  |  | 4/1/2015 6:11:44 PM
1928 | 340.3 | Fluoride in Water by Colorimetry | USEPA | 340.3 ~ EPA-NERL ; Fluoride by Colorimetry |  | https://www.nemi.gov/methods/method_summary/5775/ | 8/12/2006 11:50:00 PM
881 | 340.6 | Fluoride in Wet Deposition | IL/SWSD |  |  |  | 8/12/2006 11:50:00 PM
566645 | 342 | EPA 245.7 | CEDEN | Mercury in Water by Cold Vapor Atomic Fluorescence Spectrometry |  |  | 2/2/2016 3:42:04 PM
732224 | 345 | WPCL SOP LC-007 | CEDEN | WPCL SOP LC-007 for the Determination of Fungicides by LC/MS/MS |  |  | 5/15/2018 11:27:34 PM
1929 | 345.1 | Iodide in Water by Titration | USEPA |  |  |  | 8/12/2006 11:50:00 PM
4996 | 349 | Ammonia in Estuarine and Coastal Waters by Colorimetry | USEPA | 349 ~ EPA-NERL ; Ammonia in Estuarine and Coastal Waters by Colorimetry |  | https://www.nemi.gov/methods/method_summary/4671/ | 7/31/2013 12:00:00 AM
257346 | 35 | Nickel (Ni) in water | MDEDAT01_WQX |  |  |  | 9/8/2011 12:43:02 PM
4755 | 35-00 (QUANTITATIVE) | Benthic Macroinvertebrate Sample Processing: Quantitative Fixed-Count Method | USDOI/USGS | B-9135-00 (Quantitative) ~ USGS-NWQL ; Benthic Macroinvertebrate Sample Processing: Quantitative Fixed-Count Method |  | https://www.nemi.gov/methods/method_summary/9346/ | 7/31/2013 12:00:00 AM
4757 | 35-00 (TAXONOMIC ID) | Benthic Macroinvertebrate Sample Processing: Taxonomic Identification | USDOI/USGS | B-9135-00 (Taxonomic ID) ~ USGS-NWQL ; Benthic Macroinvertebrate Sample Processing: Taxonomic Identification |  | https://www.nemi.gov/methods/method_summary/9351/ | 7/31/2013 12:00:00 AM
507337 | 350 | 350 | INSTOR_WQX |  |  |  | 5/27/2016 11:23:44 AM
530291 | 350.1 | Ammonia Nitrogen by Colorimetry | IDEQ_WQX |  |  |  | 1/14/2014 12:05:08 PM
511116 | 350.1 | 350.1 | WYDEQ_WQX |  |  |  | 10/10/2012 6:47:19 PM
509082 | 350.1 | 350.1 | WQXTEST |  |  |  | 12/30/2013 5:50:02 PM
5586 | 350.1 | Ammonia by Automated Colorimetry | USEPA Rev 2.0 |  |  | https://www.nemi.gov/methods/method_summary/5405/ | 3/30/2018 2:36:40 PM
508187 | 350.1 | 350.1 | 21FLSFWM_WQX |  |  |  | 9/18/2012 8:22:49 AM
732765 | 350.1 | 350.1 | WYDEQ_Watershed |  |  |  | 11/16/2016 12:09:31 PM
65778 | 350.1 | Ammonia Nitrogen by Colorimetry | KAWNATON_WQX | null | null |  | 1/30/2014 12:00:24 PM
1930 | 350.1 | Ammonia Nitrogen by Colorimetry | USEPA | 350.1 ~ EPA-NERL ; Ammonia by Automated Colorimetry |  | https://www.nemi.gov/methods/method_summary/5405/ | 8/12/2006 11:50:00 PM
62937 | 350.1 | 350.1 | 21IND_WQX |  |  |  | 10/27/2011 7:46:13 AM
459004 | 350.1 | UNKOWN | SDDENR_WQX |  |  |  | 4/25/2014 10:11:49 AM
507228 | 350.1 | 350.1 | INSTOR_WQX |  |  |  | 11/26/2018 12:17:44 PM
764448 | 350.1 (MARCH83) | Nitrogen, ammonia as N | 21FLNWFD_WQX |  |  |  | 12/12/2018 1:51:18 PM
262051 | 350.1M | EPA 350.1M | CEDEN |  |  |  | 9/28/2013 3:40:26 PM
262056 | 350.2 | EPA 350.2 | CEDEN |  |  |  | 9/28/2013 3:41:46 PM
529878 | 350.2 | Nitrogen, ammonia as N | 21FLLEON_WQX |  |  |  | 4/12/2013 2:54:45 PM
4998 | 350.2 (TITRATION) | Ammonia by Titrimetry | USEPA | 350.2 (Titration) ~ EPA-NERL ; Ammonia by Titrimetry |  | https://www.nemi.gov/methods/method_summary/5399/ | 7/31/2013 12:00:00 AM
4997 | 350.2 NESSLERIZATION | Ammonia by Colorimetry (Nesslerization) | USEPA | 350.2 (Nesslerization) ~ EPA-NERL ; Ammonia by Colorimetry (Nesslerization) |  | https://www.nemi.gov/methods/method_summary/5398/ | 7/31/2013 12:00:00 AM
1931 | 350.2(A) | Ammonia Nitrogen Using an ISE | USEPA |  |  |  | 8/12/2006 11:50:00 PM
67448 | 350.2(A) | Ammonia Nitrogen Using an ISE | KAWNATON_WQX | null | null |  | 1/30/2014 11:55:19 AM
1932 | 350.2(B) | Ammonia Nitrogen by Colorimetry | USEPA |  |  |  | 8/12/2006 11:50:00 PM
1933 | 350.2(C) | Ammonia Nitrogen by Titration | USEPA |  |  |  | 8/12/2006 11:50:00 PM
1934 | 350.3 | Ammonia Nitrogen Using an ISE | USEPA | 350.3 ~ EPA-NERL ; Ammonia by Potentiometry |  | https://www.nemi.gov/methods/method_summary/4871/ | 8/12/2006 11:50:00 PM
503566 | 350.3 | 350.3 | INSTOR_WQX |  |  |  | 5/27/2016 10:54:04 AM
65763 | 350.3 | 350.3 | 21IND_WQX |  |  |  | 10/25/2011 7:15:43 AM
111522 | 350.CALC | Nitrogen (Ammonium, NH4+) | STF_WQX |  |  |  | 3/16/2011 2:50:44 PM
1004 | 3500 | Formaldehyde by Visible Absorption Spec. | NIOSH |  |  |  | 8/12/2006 11:50:00 PM
231 | 3500-AG(B) | Silver in Water by FLAA or GFAA | APHA |  |  |  | 8/12/2006 11:50:00 PM
232 | 3500-AG(C) | Silver in Water by ICP | APHA |  |  |  | 8/12/2006 11:50:00 PM
233 | 3500-AG(D) | Silver in Water by Spectrophotometry | APHA |  |  |  | 8/12/2006 11:50:00 PM
234 | 3500-AL(B) | Aluminum in Water by FLAA or GFAA | APHA | 3500-Al B ~ Standard Methods ; Aluminum by Eriochrome Cyanine R Method |  | https://www.nemi.gov/methods/method_summary/7398/ | 8/12/2006 11:50:00 PM
235 | 3500-AL(C) | Aluminum in Water by ICP | APHA |  |  |  | 8/12/2006 11:50:00 PM
236 | 3500-AL(D) | Aluminum in Water by Colorimetry | APHA |  |  |  | 8/12/2006 11:50:00 PM
237 | 3500-AL(E) | Aluminum in Water with an AutoAnalyzer | APHA |  |  |  | 8/12/2006 11:50:00 PM
238 | 3500-AS(B) | Arsenic in Water by GFAA or HYDAA | APHA | 3500-As B ~ Standard Methods ; Arsenic by Silver Diethyldithiocarbamate |  | https://www.nemi.gov/methods/method_summary/7433/ | 8/12/2006 11:50:00 PM
239 | 3500-AS(C) | Arsenic in Water by Spectrophotometry | APHA |  |  |  | 8/12/2006 11:50:00 PM
240 | 3500-AS(D) | Arsenic in Water by ICP | APHA |  |  |  | 8/12/2006 11:50:00 PM
241 | 3500-AU | Gold in Water by FLAA | APHA |  |  |  | 8/12/2006 11:50:00 PM
242 | 3500-BA(B) | Barium in Water by FLAA or GFAA | APHA |  |  |  | 8/12/2006 11:50:00 PM
243 | 3500-BA(C) | Barium in Water by ICP | APHA |  |  |  | 8/12/2006 11:50:00 PM
244 | 3500-BE(B) | Beryllium in Water by FLAA or GFAA | APHA |  |  |  | 8/12/2006 11:50:00 PM
245 | 3500-BE(C) | Beryllium in Water by ICP | APHA |  |  |  | 8/12/2006 11:50:00 PM
246 | 3500-BE(D) | Beryllium in Water by Spectrophotometry | APHA |  |  |  | 8/12/2006 11:50:00 PM
247 | 3500-BI | Bismuth in Water by FLAA | APHA |  |  |  | 8/12/2006 11:50:00 PM
248 | 3500-CA(B) | Calcium in Water by FLAA | APHA | 3500-Ca B ~ Standard Methods ; Calcium by EDTA |  | https://www.nemi.gov/methods/method_summary/7402/ | 8/12/2006 11:50:00 PM
249 | 3500-CA(C) | Calcium in Water by ICP | APHA |  |  |  | 8/12/2006 11:50:00 PM
250 | 3500-CA(D) | Calcium in Water by Titration Using EDTA | APHA |  |  |  | 8/12/2006 11:50:00 PM
251 | 3500-CD(B) | Cadmium in Water by FLAA/GFAA | APHA |  |  |  | 8/12/2006 11:50:00 PM
252 | 3500-CD(C) | Cadmium in Water by ICP | APHA |  |  |  | 8/12/2006 11:50:00 PM
253 | 3500-CD(D) | Cadmium in Water by Spectrophotometry | APHA |  |  |  | 8/12/2006 11:50:00 PM
254 | 3500-CO(B) | Cobalt in Water by FLAA or GFAA | APHA |  |  |  | 8/12/2006 11:50:00 PM
255 | 3500-CO(C) | Cobalt in Water by ICP | APHA |  |  |  | 8/12/2006 11:50:00 PM
3141 | 3500-CR(B) | Chromium Colormetric Method | APHA_SM20ED |  | 1 |  | 3/14/2008 2:45:00 PM
256 | 3500-CR(B) | Chromium in Water by FLAA or GFAA | APHA | 3500-Cr B ~ Standard Methods ; Chromium by Colorimetry | 1 | https://www.nemi.gov/methods/method_summary/7388/ | 8/12/2006 11:50:00 PM
3153 | 3500-CR(B) | Chromium Colormetric Method | APHA_SM21ED | https://www.nemi.gov/methods/method_summary/7388/ | 1 |  | 8/5/2008 3:44:46 PM
257 | 3500-CR(C) | Chromium in Water by ICP | APHA | 3500-Cr C ~ Standard Methods ; Chromium by Ion Chromatographic Method |  | https://www.nemi.gov/methods/method_summary/9723/ | 8/12/2006 11:50:00 PM
258 | 3500-CR(D) | Total Hexavalent Chromium in Water | APHA |  |  |  | 8/12/2006 11:50:00 PM
259 | 3500-CR(E) | Chromium in Water by Ion Chromatography | APHA |  |  |  | 8/12/2006 11:50:00 PM
257393 | 3500-CR-C | Standard Methods-Total Chromium | 21FLWPB_WQX |  |  |  | 11/19/2018 4:05:04 PM
260 | 3500-CS | Cesium in Water by FLAA | APHA |  |  |  | 8/12/2006 11:50:00 PM
261 | 3500-CU(B) | Copper in Water by FLAA or GFAA | APHA | 3500-Cu B ~ Standard Methods ; Copper by Neocuproine |  | https://www.nemi.gov/methods/method_summary/7425/ | 8/12/2006 11:50:00 PM
262 | 3500-CU(C) | Copper in Water by ICP | APHA | 3500-Cu C ~ Standard Methods ; Copper by Bathocuproine |  | https://www.nemi.gov/methods/method_summary/7426/ | 8/12/2006 11:50:00 PM
263 | 3500-CU(D) | Copper in Water by Spectrophotometry- Neocuproine Method | APHA |  |  |  | 8/12/2006 11:50:00 PM
264 | 3500-CU(E) | Copper in Water by Spectrophotometry- Bathocuproine Method | APHA |  |  |  | 8/12/2006 11:50:00 PM
265 | 3500-FE(B) | Iron in Water by FLAA or GFAA | APHA | 3500-Fe B ~ Standard Methods ; Iron by Phenanthroline |  | https://www.nemi.gov/methods/method_summary/7421/ | 8/12/2006 11:50:00 PM
266 | 3500-FE(C) | Iron in Water by ICP | APHA |  |  |  | 8/12/2006 11:50:00 PM
267 | 3500-FE(D) | Iron in Water by Colorimetry | APHA |  |  |  | 8/12/2006 11:50:00 PM
268 | 3500-HG(B) | Mercury in Water by CVAA | APHA |  |  |  | 8/12/2006 11:50:00 PM
269 | 3500-HG(C) | Mercury in Water by Spectrophotometry | APHA |  |  |  | 8/12/2006 11:50:00 PM
270 | 3500-IR | Iridium in Water by FLAA | APHA |  |  |  | 8/12/2006 11:50:00 PM
271 | 3500-K-B | Potassium in Water by FLAA | APHA | 3500-K B ~ Standard Methods ; Potassium by Flame Photometry |  | https://www.nemi.gov/methods/method_summary/7397/ | 8/12/2006 11:50:00 PM
272 | 3500-K-C | Potassium in Water by ICP | APHA |  |  |  | 8/12/2006 11:50:00 PM
273 | 3500-K-D | Potassium in Water by Flame Photometry | APHA |  |  |  | 8/12/2006 11:50:00 PM
274 | 3500-K-E | Potassium in Water Using an ISE | APHA |  |  |  | 8/12/2006 11:50:00 PM
275 | 3500-LI(B) | Lithium in Water by FLAA | APHA |  |  |  | 8/12/2006 11:50:00 PM
276 | 3500-LI(C) | Lithium in Water by ICP | APHA |  |  |  | 8/12/2006 11:50:00 PM
277 | 3500-LI(D) | Lithium in Water by Flame Photometry | APHA |  |  |  | 8/12/2006 11:50:00 PM
278 | 3500-MG(B) | Magnesium in Water by FLAA | APHA | 3500-Mg B ~ Standard Methods ; Magnesium in Water, Calculation Method |  | https://www.nemi.gov/methods/method_summary/9747/ | 8/12/2006 11:50:00 PM
279 | 3500-MG(C) | Magnesium in Water by ICP | APHA |  |  |  | 8/12/2006 11:50:00 PM
280 | 3500-MG(D) | Magnesium in Water by Gravimetric Analysis | APHA |  |  |  | 8/12/2006 11:50:00 PM
281 | 3500-MG(E) | Magnesium in Water by Calculation | APHA |  |  |  | 8/12/2006 11:50:00 PM
282 | 3500-MN(B) | Manganese in Water by FLAA or GFAA | APHA | 3500-MN B ~ Standard Methods ; Manganese in Water by Spectrophotometry |  | https://www.nemi.gov/methods/method_summary/4701/ | 8/12/2006 11:50:00 PM
283 | 3500-MN(C) | Manganese in Water by ICP | APHA |  |  |  | 8/12/2006 11:50:00 PM
284 | 3500-MN(D) | Manganese in Water by Spectrophotometry | APHA |  |  |  | 8/12/2006 11:50:00 PM
285 | 3500-MO(B) | Molybdenum in Water by FLAA | APHA |  |  |  | 8/12/2006 11:50:00 PM
286 | 3500-MO(C) | Molybdenum in Water by ICP | APHA |  |  |  | 8/12/2006 11:50:00 PM
287 | 3500-NA(B) | Sodium in Water by FLAA | APHA | 3500-Na B ~ Standard Methods ; Sodium by Flame Emission Photometry |  | https://www.nemi.gov/methods/method_summary/7386/ | 8/12/2006 11:50:00 PM
288 | 3500-NA(C) | Sodium in Water by ICP | APHA |  |  |  | 8/12/2006 11:50:00 PM
289 | 3500-NA(D) | Sodium in Water by Flame Photometry | APHA |  |  |  | 8/12/2006 11:50:00 PM
290 | 3500-NI(B) | Nickel in Water by FLAA or GFAA | APHA | 3500-Ni B ~ Standard Methods ; Nickel in Water |  | https://www.nemi.gov/methods/method_summary/9805/ | 8/12/2006 11:50:00 PM
291 | 3500-NI(C) | Nickel in Water by ICP | APHA |  |  |  | 8/12/2006 11:50:00 PM
292 | 3500-OS | Osmium in Water by FLAA | APHA |  |  |  | 8/12/2006 11:50:00 PM
293 | 3500-PB(B) | Lead in Water by FLAA or GFAA | APHA | 3500-Pb B ~ Standard Methods ; Lead by Dithizone |  | https://www.nemi.gov/methods/method_summary/7396/ | 8/12/2006 11:50:00 PM
294 | 3500-PB(C) | Lead in Water by ICP | APHA |  |  |  | 8/12/2006 11:50:00 PM
295 | 3500-PB(D) | Lead in Water by Spectrophotometry | APHA |  |  |  | 8/12/2006 11:50:00 PM
296 | 3500-PD | Palladium in Water | APHA |  |  |  | 8/12/2006 11:50:00 PM
297 | 3500-PT | Platinum in Water by FLAA | APHA |  |  |  | 8/12/2006 11:50:00 PM
298 | 3500-RE | Rhenium in Water by FLAA | APHA |  |  |  | 8/12/2006 11:50:00 PM
299 | 3500-RH | Rhodium in Water by FLAA | APHA |  |  |  | 8/12/2006 11:50:00 PM
300 | 3500-RU | Ruthenium in Water by FLAA | APHA |  |  |  | 8/12/2006 11:50:00 PM
301 | 3500-SB(B) | Antimony in Water by FLAA or GFAA | APHA |  |  |  | 8/12/2006 11:50:00 PM
302 | 3500-SB(C) | Antimony in Water - ICP | APHA |  |  |  | 8/12/2006 11:50:00 PM
303 | 3500-SE(C) | Selenium in Water by HYDAA | APHA |  |  |  | 8/12/2006 11:50:00 PM
304 | 3500-SE(D) | Selenium in Water by Colorimetry | APHA |  |  |  | 8/12/2006 11:50:00 PM
305 | 3500-SE(E) | Selenium in Water by Fluorimetry | APHA |  |  |  | 8/12/2006 11:50:00 PM
306 | 3500-SE(F) | Volatile Selenium in Water | APHA |  |  |  | 8/12/2006 11:50:00 PM
307 | 3500-SE(G) | Nonvolatile Organic Selenium in Water | APHA |  |  |  | 8/12/2006 11:50:00 PM
308 | 3500-SE(H) | Selenium in Water by GFAA | APHA |  |  |  | 8/12/2006 11:50:00 PM
309 | 3500-SE(I) | Selenium in Water by ICP | APHA |  |  |  | 8/12/2006 11:50:00 PM
262042 | 3500-Se-C | SM 3500-Se C | CEDEN |  |  |  | 9/27/2013 7:14:55 PM
310 | 3500-SN | Tin in Water by FLAA or GFAA | APHA |  |  |  | 8/12/2006 11:50:00 PM
311 | 3500-SR(B) | Strontium in Water by FLAA | APHA |  |  |  | 8/12/2006 11:50:00 PM
312 | 3500-SR(C) | Strontium in Water by ICP | APHA |  |  |  | 8/12/2006 11:50:00 PM
313 | 3500-SR(D) | Strontium in Water by Flame Photometry | APHA |  |  |  | 8/12/2006 11:50:00 PM
314 | 3500-TH | Thorium in Water by FLAA | APHA |  |  |  | 8/12/2006 11:50:00 PM
315 | 3500-TI | Titanium in Water by FLAA | APHA |  |  |  | 8/12/2006 11:50:00 PM
316 | 3500-TL(B) | Thallium in Water by FLAA | APHA |  |  |  | 8/12/2006 11:50:00 PM
317 | 3500-TL(C) | Thallium in Water by ICP | APHA |  |  |  | 8/12/2006 11:50:00 PM
318 | 3500-V-B | Vanadium in Water by FLAA | APHA | 3500-V B ~ Standard Methods ; Vanadium by Gallic Acid Method |  | https://www.nemi.gov/methods/method_summary/7434/ | 8/12/2006 11:50:00 PM
319 | 3500-V-C | Vanadium in Water by ICP | APHA |  |  |  | 8/12/2006 11:50:00 PM
320 | 3500-V-D | Vanadium in Water by Spectrophotometry | APHA |  |  |  | 8/12/2006 11:50:00 PM
321 | 3500-ZN(B) | Zinc in Water by FLAA | APHA | 3500-Zn B ~ Standard Methods ; Zinc by Zincon Method |  | https://www.nemi.gov/methods/method_summary/7387/ | 8/12/2006 11:50:00 PM
322 | 3500-ZN(C) | Zinc in Water by ICP | APHA |  |  |  | 8/12/2006 11:50:00 PM
323 | 3500-ZN(D) | Zinc in Water by Spectrophotometry | APHA |  |  |  | 8/12/2006 11:50:00 PM
324 | 3500-ZN(E) | Zinc in Water by Spectrophotometry- Dithizone Method | APHA | 3500-Zn E ~ Standard Methods ; Zinc in Water by Coloimetry |  | https://www.nemi.gov/methods/method_summary/9833/ | 8/12/2006 11:50:00 PM
325 | 3500-ZN(F) | Zinc in Water by Spectrophotometry- Dithizone Method II | APHA |  |  |  | 8/12/2006 11:50:00 PM
1005 | 3503 | Hydrazine by Visible Absorption Spec. | NIOSH |  |  |  | 8/12/2006 11:50:00 PM
1006 | 3505 | Tetramethyl Thiourea by Visible Absorption | NIOSH |  |  |  | 8/12/2006 11:50:00 PM
1007 | 3506 | Acetic Anhydride | NIOSH |  |  |  | 8/12/2006 11:50:00 PM
1008 | 3507 | Acetaldehyde by HPLC | NIOSH |  |  |  | 8/12/2006 11:50:00 PM
1009 | 3508 | Methyl Ethyl Ketone Peroxide by VA Spec. | NIOSH |  |  |  | 8/12/2006 11:50:00 PM
1010 | 3509 | Amioethanol compound II | NIOSH |  |  |  | 8/12/2006 11:50:00 PM
1935 | 350_M(A) | Ammonia Nitrogen in Water by Colorimetry | USEPA |  |  |  | 8/12/2006 11:50:00 PM
1936 | 350_M(B) | Ammonia Nitrogen in Water by Titration | USEPA |  |  |  | 8/12/2006 11:50:00 PM
1937 | 350_M(C) | Ammonia Nitrogen in Water | USEPA |  |  |  | 8/12/2006 11:50:00 PM
507342 | 351 | 351 | INSTOR_WQX |  |  |  | 2/3/2016 8:48:34 AM
131949 | 351.1 | Total Kjeldahl Nitrogen by Colorimetry | KAWNATON_WQX | null | null |  | 1/30/2014 11:55:59 AM
1938 | 351.1 | Total Kjeldahl Nitrogen by Colorimetry | USEPA | 351.1 ~ EPA-NERL ; TKN by Automated Colorimetry |  | https://www.nemi.gov/methods/method_summary/4872/ | 8/12/2006 11:50:00 PM
458988 | 351.1 | TOTAL KJELDAHL NITROGEN BY FLOW INJECTION | 21MSWQ_WQX |  |  |  | 3/23/2012 2:43:06 PM
459003 | 351.2 | UNKOWN | SDDENR_WQX |  |  |  | 4/25/2014 10:12:27 AM
62926 | 351.2 | 351.2 | 21IND_WQX |  |  |  | 10/27/2011 7:46:13 AM
109582 | 351.2 | Determination of total Kjedahl nitrogen by semi-automated colorimtery | 21FLBABR_WQX | Preliminary digestion and determination of total Kjedahl nitrogen by semi-automated colorimtery |  |  | 10/12/2010 3:26:13 PM
5587 | 351.2 | Total Kjeldahl nitrogen in water by semiautomated colorimetry | USEPA Rev 2.0 |  |  | https://www.nemi.gov/methods/method_summary/9626/ | 3/30/2018 2:36:40 PM
507232 | 351.2 | 351.2 | INSTOR_WQX |  |  |  | 11/26/2018 12:17:44 PM
530292 | 351.2 | Total Kjeldahl Nitrogen by Colorimetry | IDEQ_WQX |  |  |  | 1/14/2014 12:05:08 PM
511078 | 351.2 | 351.2 | WYDEQ_Watershed |  |  |  | 10/10/2012 12:29:36 PM
511095 | 351.2 | 351.2 | WYDEQ_WQX |  |  |  | 10/10/2012 5:32:26 PM
508186 | 351.2 | 351.2 | 21FLSFWM_WQX |  |  |  | 9/18/2012 8:20:13 AM
131951 | 351.2 | Total Kjeldahl Nitrogen by Colorimetry | KAWNATON_WQX | null | null |  | 1/30/2014 12:01:58 PM
509067 | 351.2 | 351.2 | WQXTEST |  |  |  | 12/30/2013 5:50:02 PM
1939 | 351.2 | Total Kjeldahl Nitrogen by Colorimetry | USEPA | 351.2 ~ EPA-ORD / EPA-OST ; Total Kjeldahl nitrogen in water by semiautomated colorimetry |  | https://www.nemi.gov/methods/method_summary/9626/ | 8/12/2006 11:50:00 PM
764445 | 351.2 (MARCH83) | Total Kjeldahl Nitrogen | 21FLNWFD_WQX |  |  |  | 12/12/2018 1:51:18 PM
110111 | 351.2 SEDIMENT | TOTAL KJELDAHL NITROGEN IN SOLID MATRICES | 21FLGW_WQX |  |  |  | 1/12/2018 4:18:18 PM
257386 | 351.2 W/O DIG | USEPA/ORD METHOD 351.2 AMMONIA WITHOUT DIGESTION | 21FLWPB_WQX |  |  |  | 11/19/2018 4:12:51 PM
762672 | 351.2-353.2-USEPA | 351.2 (TKN); 353.2 (No3+NO2) | NARS_WQX | TKN + NO3+NO2-N to calculate Total Nitrogen as N. |  |  | 8/24/2018 4:45:00 PM
109929 | 351.2-4500 NO3F | Total Nitrogen | 21FLPOLK_WQX |  |  |  | 12/5/2018 1:10:38 PM
262053 | 351.2M | EPA 351.2M | CEDEN |  |  |  | 9/28/2013 4:03:31 PM
532788 | 351.3 | 351.3 | TAOSPBLO_WQX | GS Supplied to allow spreadsheets to load |  |  | 4/3/2018 9:06:27 PM
459022 | 351.3 | REGRAVAN | SDDENR_WQX |  |  |  | 4/10/2012 12:56:36 PM
262040 | 351.3 | EPA 351.3 | CEDEN |  |  |  | 9/28/2013 3:33:03 PM
4999 | 351.3 (ELECTRODE) | Total Kjeldahl Nitrogen by Potentiometry | USEPA | 351.3 (Electrode) ~ EPA-NERL ; Total Kjeldahl Nitrogen by Potentiometry |  | https://www.nemi.gov/methods/method_summary/5402/ | 7/31/2013 12:00:00 AM
5001 | 351.3 (TITRATION) | Total Kjeldahl Nitrogen by Titirmetry | USEPA | 351.3 (Titration) ~ EPA-NERL ; Total Kjeldahl Nitrogen by Titirmetry |  | https://www.nemi.gov/methods/method_summary/5401/ | 7/31/2013 12:00:00 AM
5000 | 351.3 NESSLERIZATION | Total Kjeldahl Nitrogen by Colorimetry | USEPA | 351.3 (Nesslerization) ~ EPA-NERL ; Total Kjeldahl Nitrogen by Colorimetry |  | https://www.nemi.gov/methods/method_summary/5400/ | 7/31/2013 12:00:00 AM
67450 | 351.3(A) | Total Kjeldahl Nitrogen by Titration | KAWNATON_WQX | null | null |  | 1/30/2014 11:55:20 AM
1940 | 351.3(A) | Total Kjeldahl Nitrogen by Titration | USEPA |  |  |  | 8/12/2006 11:50:00 PM
1941 | 351.3(B) | Total Kjeldahl Nitrogen - Nesslerization | USEPA |  |  |  | 8/12/2006 11:50:00 PM
1942 | 351.3(C) | Total Kjeldahl Nitrogen - Potentiometric | USEPA |  |  |  | 8/12/2006 11:50:00 PM
1943 | 351.4 | Total Kjeldahl Nitrogen Using an ISE | USEPA | 351.4 ~ EPA-NERL ; TKN by ISE |  | https://www.nemi.gov/methods/method_summary/4874/ | 8/12/2006 11:50:00 PM
65765 | 351.4 | 351.4 | 21IND_WQX |  |  |  | 10/25/2011 7:15:44 AM
503571 | 351.4 | 351.4 | INSTOR_WQX |  |  |  | 5/27/2016 10:54:02 AM
110596 | 351.4_350.3 | Nitrogen, organic calculated | 21FLMCGL_WQX | Calculated value for organic nitrogen using EPA Methods |  |  | 1/22/2019 3:51:27 PM
110597 | 351.4_353.3 | Nitrogen, mixed forms calculated | 21FLMCGL_WQX | Calculated value for total nitrogen using EPA methods. |  |  | 1/22/2019 3:51:27 PM
1011 | 3510 | Monomethylhydrazine by Visible Spec. | NIOSH |  |  |  | 8/12/2006 11:50:00 PM
1012 | 3511 | Monomethylaniline by GC/FID | NIOSH |  |  |  | 8/12/2006 11:50:00 PM
1013 | 3512 | Maleic Anhydride by HPLC/UV | NIOSH |  |  |  | 8/12/2006 11:50:00 PM
1014 | 3513 | Tetranitromethane by GC/NPD | NIOSH |  |  |  | 8/12/2006 11:50:00 PM
1015 | 3514 | Ethylenimine by HPLC/UV | NIOSH |  |  |  | 8/12/2006 11:50:00 PM
1016 | 3515 | 1,1-Dimethylhydrazine by Visible Spec. | NIOSH |  |  |  | 8/12/2006 11:50:00 PM
1017 | 3516 | Crotonaldehyde by Differential Pulse Polar. | NIOSH |  |  |  | 8/12/2006 11:50:00 PM
1018 | 3518 | Phenylhydrazine by Visible Absorption | NIOSH |  |  |  | 8/12/2006 11:50:00 PM
1944 | 352.1 | Nitrate Nitrogen by Colorimetry | USEPA | 352.1 ~ EPA-NERL ; Nitrate by Colorimetry |  | https://www.nemi.gov/methods/method_summary/5776/ | 8/12/2006 11:50:00 PM
552325 | 352.1 | 352.1 | INSTOR_WQX |  |  |  | 7/23/2014 1:17:04 PM
5002 | 3520C | Continuous Liquid-Liquid Extraction of Organics | USEPA | 3520C ~ EPA-RCA ; Continuous Liquid-Liquid Extraction of Organics |  | https://www.nemi.gov/methods/method_summary/9185/ | 7/31/2013 12:00:00 AM
507349 | 353 | 353 | INSTOR_WQX |  |  |  | 5/27/2016 11:23:44 AM
764459 | 353+351 | Total Nitrogen | FLPRMRWS_WQX |  |  |  | 12/13/2018 12:47:48 PM
1945 | 353.1 | Nitrate-Nitrite Nitrogen by Colorimetry | USEPA | 353.1 ~ EPA-NERL ; Nitrate-Nitrite by Colorimetry |  | https://www.nemi.gov/methods/method_summary/5250/ | 8/12/2006 11:50:00 PM
65506 | 353.1 | 353.1 | 21IND_WQX |  |  |  | 10/27/2011 7:46:13 AM
507230 | 353.1 | 353.1 | INSTOR_WQX |  |  |  | 11/26/2018 12:17:44 PM
262052 | 353.1M | EPA 353.1M | CEDEN |  |  |  | 9/28/2013 4:03:30 PM
274957 | 353.2 | Nitrate/nitrite | ARMYCORPS |  |  |  | 1/4/2012 2:28:11 PM
509069 | 353.2 | 353.2 | WQXTEST |  |  |  | 12/30/2013 5:50:02 PM
511104 | 353.2 | 353.2 | WYDEQ_WQX |  |  |  | 10/10/2012 6:54:48 PM
533071 | 353.2 | CALCULATED ANALYTICAL PARAMETER | 21NYDECA_WQX | Added 6/17/2009 |  |  | 4/15/2014 10:19:55 AM
530293 | 353.2 | Nitrate-Nitrite Nitrogen by Colorimetry | IDEQ_WQX |  |  |  | 1/14/2014 12:05:08 PM
511074 | 353.2 | 353.2 | WYDEQ_Watershed |  |  |  | 11/16/2016 12:09:31 PM
291020 | 353.2 | 353.2 | INSTOR_WQX |  |  |  | 10/29/2018 2:16:09 PM
459023 | 353.2 | UNKOWN | SDDENR_WQX |  |  |  | 4/25/2014 10:11:49 AM
508185 | 353.2 | 353.2 | 21FLSFWM_WQX |  |  |  | 9/18/2012 8:20:14 AM
67449 | 353.2 | Nitrate-Nitrite Nitrogen by Colorimetry | KAWNATON_WQX | null | null |  | 1/30/2014 12:17:09 PM
1946 | 353.2 | Nitrate-Nitrite Nitrogen by Colorimetry | USEPA | 353.2 ~ EPA-NERL ; Nitrate-Nitrite Nitrogen by Colorimetry |  | https://www.nemi.gov/methods/method_summary/4702/ | 8/12/2006 11:50:00 PM
62927 | 353.2 | 353.2 | 21IND_WQX |  |  |  | 10/27/2011 8:16:01 AM
109576 | 353.2 | Automated determination of nitrate-nitrite nitrogen by colorimetry | 21FLBABR_WQX | Analysis of nitrate+nitriet nitrogen by Automated cadmium reduction |  |  | 10/12/2010 3:26:13 PM
764447 | 353.2 (MARCH83) | Nitrite/Nitrate | 21FLNWFD_WQX |  |  |  | 12/12/2018 1:51:18 PM
109584 | 353.2(NO2) | Automated determination of nitrite nitrogen by colorimetry | 21FLBABR_WQX | Nitrite analysis Automated determination by colorimetry |  |  | 10/12/2010 3:26:14 PM
110619 | 353.2(NO3) | Modification of EPA 353.2 | 21FLCCSW_WQX |  |  |  | 2/3/2011 12:16:05 PM
764458 | 353.2(NO3) | Automated determination of nitrate nitrogen by colorimetery | FLPRMRWS_WQX | Nitrate nitrogen analysis by Automated colorimetery for NO3+NO2 and subtracting Nitrite |  |  | 12/13/2018 12:47:29 PM
109581 | 353.2(NO3) | Automated determination of nitrate nitrogen by colorimetery | 21FLBABR_WQX | Nitrate nitrogen analysis by Automated colorimetery for NO3+NO2 and subtracting Nitrite |  |  | 10/12/2010 3:26:13 PM
109600 | 353.2(NO3) | Automated determination of nitrate nitrogen by colorimetery | 21FLSBL_WQX | Nitrate nitrogen analysis by Automated colorimetery for NO3+NO2 and subtracting Nitrite |  |  | 12/5/2018 1:45:51 PM
110119 | 353.2+351.2 | Total nitrogen calculation using EPA 353.2 and 351.2 | CHNEPTMR_WQX |  |  |  | 12/13/2018 11:47:56 AM
764435 | 353.2+351.2 | 353.2+351.2 | 21FLCOFM_WQX |  |  |  | 12/12/2018 11:54:15 AM
764391 | 353.2+351.2 | Calculation | 21FLCOBS_WQX | Calculation |  |  | 12/7/2018 1:27:15 PM
764456 | 353.2+351.2 | Calculation | FLPRMRWS_WQX | Calculation |  |  | 12/13/2018 12:47:27 PM
764449 | 353.2+351.2 | Calculation | 21FLSCCF_WQX | Calculation |  |  | 12/12/2018 2:56:52 PM
110122 | 353.2+351.2 | Total nitrogen calculation using EPA 353.2 and 351.2 | CHNEPTPR_WQX |  |  |  | 12/13/2018 12:00:37 PM
109735 | 353.2+351.2 | Total nitrogen calculation using EPA 353.2 and 351.2 | CHNEPCHE_WQX |  |  |  | 12/12/2018 4:04:23 PM
109599 | 353.2+351.2 | Calculation | 21FLSBL_WQX | Calculation |  |  | 12/5/2018 1:45:51 PM
109578 | 353.2+351.2 | Calculation | 21FLBABR_WQX | Calculation |  |  | 10/12/2010 3:26:13 PM
110621 | 353.2+351.2 | Calculation of total nitrogen using a combination of EPA 353.2 and 351.2 | 21FLCCSW_WQX |  |  |  | 2/3/2011 12:16:05 PM
110125 | 353.2+351.2 | Total nitrogen calculation using EPA 353.2 and 351.2 | CHNEPCHW_WQX |  |  |  | 1/3/2011 2:29:15 PM
110116 | 353.2+351.2 | Total nitrogen calculation using EPA 353.2 and 351.2 | CHNEPLLB_WQX |  |  |  | 12/13/2018 10:53:16 AM
109731 | 353.2+351.2 | Total nitrogen calculation using EPA 353.2 and 351.2 | CHNEPCHP_WQX |  |  |  | 10/21/2010 9:51:46 AM
1947 | 353.2_M | Nitrate and Nitrite by Colorimetry | USEPA |  |  |  | 8/12/2006 11:50:00 PM
1948 | 353.3 | Nitrate-Nitrite Nitrogen by Cd Reduction | USEPA | 353.3 ~ EPA-NERL ; Nitrate-Nitrite by Cadmium Reduction and Colorimetry |  | https://www.nemi.gov/methods/method_summary/5251/ | 8/12/2006 11:50:00 PM
110595 | 353.3_350.3 | Nitrogen, inorganic calculated | 21FLMCGL_WQX | Calculated value for inorganic nitrogen using EPA methods. |  |  | 1/22/2019 3:51:25 PM
1949 | 353.4 | Determination of Nitrite and Nitrate | USEPA | 353.4 ~ EPA-NERL ; Nitrate and Nitrite in Estuarine and Coastal Waters by Automated Colorimetry |  | https://www.nemi.gov/methods/method_summary/7225/ | 8/12/2006 11:50:00 PM
882 | 353.6 | Nitrate-Nitrite in Wet Deposition | IL/SWSD |  |  |  | 8/12/2006 11:50:00 PM
5003 | 3535A | Solid-phase extraction for organic analytes. | USEPA | 3535A ~ EPA-RCA ; Solid-phase extraction for organic analytes. |  | https://www.nemi.gov/methods/method_summary/9187/ | 7/31/2013 12:00:00 AM
1950 | 354.1 | Nitrite Nitrogen by Spectophotometry | USEPA | 354.1 ~ EPA-NERL ; Nitrite by Spectrophotometry |  | https://www.nemi.gov/methods/method_summary/5777/ | 8/12/2006 11:50:00 PM
507357 | 354.1 | 354.1 | INSTOR_WQX |  |  |  | 2/28/2017 3:16:28 PM
530087 | 3541 | 3541 | SALTCHUCK_WQX | Method 3541: Automated soxhet extraction. |  |  | 6/5/2014 6:08:49 PM
5308 | 3550A | Ultrasonic Extraction of Nonvolatile and Semivolatile Organic Compounds form Soils, Sludges, and Wastes | USEPA |  |  |  | 5/11/2015 11:53:26 AM
5307 | 3550C | Determination of Percent Solids by Ultrasonic Extraction | USEPA | http://www.epa.gov/solidwaste/hazard/testmethods/sw846/pdfs/3550c.pdf |  |  | 5/5/2015 11:49:43 AM
5004 | 3570 | Organic Compounds from Solids by Microscale Solvent Extraction | USEPA | 3570 ~ EPA-RCA ; Organic Compounds from Solids by Microscale Solvent Extraction |  | https://www.nemi.gov/methods/method_summary/10301/ | 7/31/2013 12:00:00 AM
257345 | 36 | Selenium (Se) in tissue/sediment | MDEDAT01_WQX |  |  |  | 9/6/2017 9:51:18 AM
508180 | 360.1 | 360.1 | 21FLSFWM_WQX |  |  |  | 9/18/2012 8:42:12 AM
274963 | 360.1 | Dissolved Oxygen Probe | 21FLA_WQX |  |  |  | 5/13/2014 12:35:41 PM
110610 | 360.1 | Dissolved Oxygen Using an ISE | KAWNATON_WQX | null | null |  | 1/30/2014 11:55:33 AM
540086 | 360.1 | 360.1 | HBMI_WQX |  |  |  | 2/28/2019 12:01:41 PM
1951 | 360.1 | Dissolved Oxygen Using an ISE | USEPA | 360.1 ~ EPA-NERL ; Dissolve Oxygen by Membrane Electrode |  | https://www.nemi.gov/methods/method_summary/5252/ | 8/12/2006 11:50:00 PM
552326 | 360.1 | 360.1 | INSTOR_WQX |  |  |  | 2/16/2018 4:16:15 PM
733303 | 360.1 | Hualapai-QAPP | HUALAPAI |  |  |  | 12/21/2016 1:55:51 PM
511070 | 360.1 | 360.1 | WYDEQ_Watershed |  |  |  | 11/16/2016 12:09:32 PM
511106 | 360.1 | 360.1 | WYDEQ_WQX |  |  |  | 10/10/2012 6:54:48 PM
509080 | 360.1 | 360.1 | WQXTEST |  |  |  | 3/4/2014 3:25:36 PM
1952 | 360.2 | Dissolved Oxygen by Winkler Technique | USEPA | 360.2 ~ EPA-NERL ; Dissolved Oxygen Using a Modified Winkler Method |  | https://www.nemi.gov/methods/method_summary/5253/ | 8/12/2006 11:50:00 PM
763129 | 3611B | Diesel Range Organics by Alumina Column Cleanup | USEPA |  |  |  | 10/31/2018 5:54:02 PM
763131 | 3630C | Diesel Range Organics by Silica Gel Cleanup | USEPA |  |  |  | 10/31/2018 5:54:02 PM
3159 | 3640A | Determination of Percent Solids (Context = SW-846) | USEPA |  |  |  | 11/12/2008 10:59:28 AM
507340 | 365 | 365 | INSTOR_WQX |  |  |  | 2/3/2016 8:48:35 AM
532553 | 365.1 | Phosphorus by Colorimetry | KAWNATON_WQX | null | null |  | 1/30/2014 12:12:58 PM
530294 | 365.1 | Phosphorus by Colorimetry | IDEQ_WQX |  |  |  | 1/14/2014 12:05:08 PM
65504 | 365.1 | 365.1 | 21IND_WQX |  |  |  | 10/27/2011 8:16:01 AM
508183 | 365.1 | 365.1 | 21FLSFWM_WQX |  |  |  | 9/18/2012 8:22:49 AM
1953 | 365.1 | Phosphorus by Colorimetry | USEPA | 365.1 ~ EPA-NERL ; Phosphorus (all forms) by Semi-Automated Colorimetry |  | https://www.nemi.gov/methods/method_summary/4823/ | 8/12/2006 11:50:00 PM
459013 | 365.1 | UNKOWN | SDDENR_WQX |  |  |  | 4/25/2014 10:11:55 AM
291017 | 365.1 | 365.1 | INSTOR_WQX |  |  |  | 11/26/2018 12:17:44 PM
764446 | 365.1 (MARCH83) | Ortho-Phosphate-P | 21FLNWFD_WQX |  |  |  | 12/12/2018 1:51:18 PM
508190 | 365.1(TP) | 365.1(TP) | 21FLSFWM_WQX |  |  |  | 9/18/2012 8:22:49 AM
19638 | 365.1_ELS | Persulfate Method for Total Phosphorus | 21DELAWQ_WQX | The samples were digested according to APHA 20th Edition Method 4500-N C. The digestates were analyzed following USEPA Method 365.1. |  |  | 5/30/2012 3:09:29 PM
62838 | 365.1_ELS | Persulfate Method for Total Phosphorus | 31DELRBC_WQX | The samples were digested according to APHA 20th Edition Method 4500-N C. The digestates were analyzed following USEPA Method 365.1. |  |  | 4/23/2010 2:22:04 PM
19637 | 365.1_ELS_PP | Particulate Phosphorus by Colorimetry | 21DELAWQ_WQX | Isolate particulates with filtration, combust particulates in muffle furnace, extract with dilute acid and measure extracted orthophosphate. |  |  | 9/13/2017 1:40:04 PM
19816 | 365.1_ELS_PP | Particulate Phosphorus by Colorimetry | 31DELRBC_WQX | Isolate particulates with filtration, combust particulates in muffle furnace, extract with dilute acid and measure extracted orthophosphate. |  |  | 2/1/2018 12:11:27 PM
65277 | 365.2 | Phosphorus by Single Reagent Colorimetry | KAWNATON_WQX | null | null |  | 1/30/2014 11:55:20 AM
532660 | 365.2 | 365.2 | WQXTEST |  |  |  | 12/30/2013 5:50:02 PM
62938 | 365.2 | 365.2 | 21IND_WQX |  |  |  | 8/18/2011 3:15:55 PM
1954 | 365.2 | Phosphorus by Single Reagent Colorimetry | USEPA | 365.2 ~ EPA-NERL ; Phosphorus by Colorimetry |  | https://www.nemi.gov/methods/method_summary/5254/ | 8/12/2006 11:50:00 PM
459010 | 365.2 | UNKOWN | SDDENR_WQX |  |  |  | 4/25/2014 10:11:55 AM
507246 | 365.2 | 365.2 | INSTOR_WQX |  |  |  | 11/30/2017 1:17:12 PM
508188 | 365.3 | 365.3 | 21FLSFWM_WQX |  |  |  | 9/18/2012 8:20:13 AM
511077 | 365.3 | 365.3 | WYDEQ_Watershed |  |  |  | 11/16/2016 12:09:31 PM
511099 | 365.3 | 365.3 | WYDEQ_WQX |  |  |  | 10/10/2012 6:54:48 PM
509073 | 365.3 | 365.3 | WQXTEST |  |  |  | 10/17/2013 3:34:52 PM
565188 | 365.3 | 365.3 | HBMI_WQX |  |  |  | 1/10/2018 5:12:46 PM
67452 | 365.3 | Phosphorus by Two Reagent Colorimetry | KAWNATON_WQX | null | null |  | 1/30/2014 11:55:34 AM
109583 | 365.3 | Phosphorus by Two Reagent Colorimetry | 21FLBABR_WQX | Total Phosphorus by preliminary digestion and Two Reagent Colorimetry |  |  | 10/12/2010 3:26:14 PM
1955 | 365.3 | Phosphorus by Two Reagent Colorimetry | USEPA | 365.3 ~ EPA-NERL ; Phosphorus by Colorimetry |  | https://www.nemi.gov/methods/method_summary/5255/ | 8/12/2006 11:50:00 PM
109730 | 365.3(OP) | Determination of orthophosphate using modified EPA 365.3 | CHNEPCHP_WQX |  |  |  | 10/21/2010 9:51:46 AM
109598 | 365.3(OP) | Phosphorus by Two Reagent Colorimetry | 21FLSBL_WQX | Ortho Phosphorus by preliminary filtration and Two Reagent Colorimetry |  |  | 12/5/2018 1:45:53 PM
110123 | 365.3(OP) | Determination of orthophosphate using modified EPA 365.3 | CHNEPTPR_WQX |  |  |  | 12/13/2018 12:00:37 PM
109734 | 365.3(OP) | Determination of orthophosphate using modified EPA 365.3 | CHNEPCHE_WQX |  |  |  | 12/12/2018 4:04:23 PM
764457 | 365.3(OP) | Phosphorus by Two Reagen Colorimetry | FLPRMRWS_WQX | Ortho Phosphorus by preliminary filtration and Two Reagent Colorimetry |  |  | 12/13/2018 12:47:29 PM
109577 | 365.3(OP) | Phosphorus by Two Reagent Colorimetry | 21FLBABR_WQX | Ortho Phosphorus by preliminary filtration and Two Reagent Colorimetry |  |  | 10/12/2010 3:26:13 PM
764392 | 365.3(OP) | Phosphorus by Two Reagent Colorimetry | 21FLCOBS_WQX | Ortho Phosphorus by preliminary filtration and Two Reagent Colorimetry |  |  | 12/7/2018 1:27:16 PM
110118 | 365.3(OP) | Determination of orthophosphate using modified EPA 365.3 | CHNEPTMR_WQX |  |  |  | 12/13/2018 11:47:56 AM
110620 | 365.3(OP) | Analysis of phosphorus using a modification of EPA 365.3 | 21FLCCSW_WQX |  |  |  | 2/3/2011 12:16:05 PM
110126 | 365.3(OP) | Determination of orthophosphate using modified EPA 365.3 | CHNEPCHW_WQX |  |  |  | 1/3/2011 2:29:16 PM
110115 | 365.3(OP) | Determination of orthophosphate using modified EPA 365.3 | CHNEPLLB_WQX |  |  |  | 12/13/2018 10:53:17 AM
262054 | 365.3M | EPA 365.3M | CEDEN |  |  |  | 9/28/2013 4:03:30 PM
459059 | 365.4 | UNKOWN | SDDENR_WQX |  |  |  | 4/25/2014 9:46:36 AM
1956 | 365.4 | Total Phosphorus After Block Digestion | USEPA | 365.4 ~ EPA-NERL ; Phosphorus by Automated Colorimetry |  | https://www.nemi.gov/methods/method_summary/5313/ | 8/12/2006 11:50:00 PM
110113 | 365.4 SEDIMENT | TOTAL PHOSPHORUS IN SOLID MATRICES | 21FLGW_WQX |  |  |  | 1/12/2018 4:18:18 PM
1957 | 365.5 | Orthophosphate in Water by Colorimetry | USEPA | 365.5 ~ EPA-NERL ; Orthophosphate in Estuarine and Coastal Waters by Colorimetry |  | https://www.nemi.gov/methods/method_summary/7231/ | 8/12/2006 11:50:00 PM
883 | 365.6 | Orthophosphate in Wet Deposition | IL/SWSD |  |  |  | 8/12/2006 11:50:00 PM
763130 | 3650B | Diesel Range Organics by Acid/Base Partitioning | USEPA |  |  |  | 10/31/2018 5:54:02 PM
1958 | 365_M | Phosphorus in Water by Colorimetry | USEPA |  |  |  | 8/12/2006 11:50:00 PM
5005 | 366 | Silicate by Colorimetry | USEPA | 366 ~ EPA-NERL ; Silicate by Colorimetry |  | https://www.nemi.gov/methods/method_summary/4661/ | 7/31/2013 12:00:00 AM
3223 | 366.0 | Determ. of Dissolved Silicate in Estuarine and Coastal Waters by Gas Segmented Continuous Flow Colorimetric Analysis | USEPA |  |  |  | 7/2/2012 4:56:44 PM
257336 | 37 | Lead (Pb) in tissue/sediment/seston | MDEDAT01_WQX |  |  |  | 5/24/2014 1:53:13 PM
566536 | 37 | FR 8507 | CEDEN | Nitrite Federal Register, 44(85) 25505 |  |  | 3/18/2016 4:29:06 PM
1959 | 370.1 | Dissolved Silica by Colorimetry | USEPA | 370.1 ~ EPA-NERL ; Silica by Colorimetry |  | https://www.nemi.gov/methods/method_summary/5314/ | 8/12/2006 11:50:00 PM
507348 | 370.1 | 370.1 | INSTOR_WQX |  |  |  | 3/27/2013 5:23:18 PM
62839 | 370.1_ELS | Silica by HACH DR4000 | 31DELRBC_WQX | The following summarizes the method deviations from EPA 370.1 for silica: 1) wavelength 452 nm rather than 410, 650 or 815 nm 2) powder form of reagents rather than preparing liquid forms 3) citric acid rather than oxalic acid to eliminate interference fr | DR4000 |  | 4/23/2010 2:22:04 PM
19326 | 370.1_ELS | Silica by HACH DR4000 | 21DELAWQ_WQX | The following summarizes the method deviations from EPA 370.1 for silica: 1) wavelength 452 nm rather than 410, 650 or 815 nm 2) powder form of reagents rather than preparing liquid forms 3) citric acid rather than oxalic acid to eliminate interference fr | DR4000 |  | 2/10/2012 12:35:14 PM
1019 | 3700 | Benzene by portable GC | NIOSH |  |  |  | 8/12/2006 11:50:00 PM
1020 | 3701 | Trichloroethylene by portable GC | NIOSH |  |  |  | 8/12/2006 11:50:00 PM
1021 | 3702 | Ethylene Oxide by portable GC | NIOSH |  |  |  | 8/12/2006 11:50:00 PM
507341 | 375 | 375 | INSTOR_WQX |  |  |  | 2/3/2016 8:48:37 AM
1960 | 375.1 | Sulfate by Colorimetry With Chloranilate | USEPA | 375.1 ~ EPA-NERL ; Sulfate by Colorimetry |  | https://www.nemi.gov/methods/method_summary/5315/ | 8/12/2006 11:50:00 PM
507227 | 375.2 | 375.2 | INSTOR_WQX |  |  |  | 11/26/2018 12:17:44 PM
511066 | 375.2 | 375.2 | WYDEQ_Watershed |  |  |  | 11/16/2016 12:09:31 PM
511091 | 375.2 | 375.2 | WYDEQ_WQX |  |  |  | 10/10/2012 6:54:48 PM
62935 | 375.2 | 375.2 | 21IND_WQX |  |  |  | 10/27/2011 7:46:13 AM
509068 | 375.2 | 375.2 | WQXTEST |  |  |  | 12/30/2013 5:50:01 PM
1961 | 375.2 | Sulfate in Water by Colorimetry | USEPA | 375.2 ~ EPA-NERL ; Sulfate by Colorimetry |  | https://www.nemi.gov/methods/method_summary/4824/ | 8/12/2006 11:50:00 PM
1962 | 375.3 | Sulfate by Gravimetric Determination | USEPA | 375.3 ~ EPA-NERL ; Sulfate by Gravimetric Determination |  | https://www.nemi.gov/methods/method_summary/4703/ | 8/12/2006 11:50:00 PM
459060 | 375.4 | UNKOWN | SDDENR_WQX |  |  |  | 4/25/2014 9:45:37 AM
64201 | 375.4 | 375.4 | 21IND_WQX |  |  |  | 10/25/2011 7:15:43 AM
503562 | 375.4 | 375.4 | INSTOR_WQX |  |  |  | 5/27/2016 10:54:22 AM
1963 | 375.4 | Sulfate by Turbidimetric Determination | USEPA | 375.4 ~ EPA-NERL ; Sulfate by Turbidity |  | https://www.nemi.gov/methods/method_summary/5316/ | 8/12/2006 11:50:00 PM
884 | 375.6 | Sulfate in Wet Deposition | IL/SWSD |  |  |  | 8/12/2006 11:50:00 PM
1964 | 375_M(A) | Sulfate by Colorimetry | USEPA |  |  |  | 8/12/2006 11:50:00 PM
1965 | 375_M(B) | Sulfate in Water by Turbidity | USEPA |  |  |  | 8/12/2006 11:50:00 PM
1966 | 376.1 | Sulfide by Titration with Iodine | USEPA | 376.1 ~ EPA-NERL ; Sulfide by Titrimetry |  | https://www.nemi.gov/methods/method_summary/5317/ | 8/12/2006 11:50:00 PM
1967 | 376.2 | Sulfide by Colorimetric Determination | USEPA | 376.2 ~ EPA-NERL ; Sulfide by Colorimetry |  | https://www.nemi.gov/methods/method_summary/5318/ | 8/12/2006 11:50:00 PM
507921 | 376.2 | 376.2 | INSTOR_WQX |  |  |  | 5/27/2016 10:48:09 AM
5006 | 376.3 | Acid Volatile Sulfide (AVS) in Sediment by Acidification and Gravimetry. | USEPA | 376.3 ~ EPA-OW/OST ; Acid Volatile Sulfide (AVS) in Sediment by Acidification and Gravimetry. |  | https://www.nemi.gov/methods/method_summary/10268/ | 7/31/2013 12:00:00 AM
552383 | 3765 | USDOI/USGS | GBMCASSOC2014 | 3765 USDOI/USGS - TSS | USDOI/USGS |  | 7/31/2014 1:49:11 PM
552382 | 3765 | USGS 3765-TSS | WQXWEBTRAINING5 | Total Suspended Solids |  |  | 7/29/2014 2:59:45 PM
1968 | 377.1 | Sulfite in Water by Titration | USEPA | 377.1 ~ EPA-NERL ; Sulfite by Titrimetry |  | https://www.nemi.gov/methods/method_summary/5325/ | 8/12/2006 11:50:00 PM
5241 | 380-75WE | Fluoride in Water and Wastewater | Technicon |  |  |  | 11/18/2013 1:44:00 PM
1969 | 3810 | Headspace Technique for Volatiles | USEPA |  |  |  | 8/12/2006 11:50:00 PM
1970 | 3820 | Hexadecane Screening for Volatiles | USEPA |  |  |  | 8/12/2006 11:50:00 PM
20091 | 38260 | MBAS MG/L | 21NC03WQ | METHYLENE BLUE ACTIVE SUBST. (DETERGENTS ETC.) |  |  | 5/19/2009 12:42:09 PM
19488 | 38260 | Methylene Blue | 21PA_WQX | 38260-METHYLENE BLUE ACTIVE SUBSTANCE | Final |  | 11/20/2014 3:14:46 PM
743087 | 390-A | Hardness Calculation Method | APHA |  |  |  | 12/5/2017 3:36:43 PM
63063 | 392 | cis-1,3-Dichloropropene | 21PA_WQX | 392-cis-1,3-Dichloropropene**** | Final |  | 11/20/2014 3:23:08 PM
63078 | 393 | trans-1,3-Dichloropropene | 21PA_WQX | 393-TRANS-1,3-DICHLOROPROPENE BY NO ANALYSIS METHOD INDICATD**** | Final |  | 11/20/2014 3:23:08 PM
63067 | 394 | n-Propylbenzene | 21PA_WQX | 394-n-Propylbenzene**** | Final |  | 11/20/2014 3:23:08 PM
63066 | 395 | n-Butylbenzene | 21PA_WQX | 395-N-Butylbenzene**** | Final |  | 11/20/2014 3:23:09 PM
558016 | 396 | p-Chlorotolulene | 21PA_WQX | 396-P-CHLOROTOLULENE BY NO ANALYSIS METHOD INDICATED**** | Final |  | 11/20/2014 3:23:08 PM
63025 | 397 | 1,3,5-Trimethylbenzene | 21PA_WQX | 397-1,3,5-TRIMETHYLBENZENE BY NO ANALYSIS METHOD INDICATED**** | Final |  | 11/20/2014 3:23:09 PM
63031 | 398 | Bromobenzene | 21PA_WQX | 398-BROMOBENZENE BY NO ANALYSIS METHOD INDICATED**** | Final |  | 11/20/2014 3:23:08 PM
63056 | 399 | Tetrahydrofuran | 21PA_WQX | 399-TETRAHYDROFURAN BY NO ANALYSIS METHOD INDICATED**** | Final |  | 11/20/2014 3:23:09 PM
1971 | 3A | Oxygen and Carbon Dioxide in Air | USEPA |  |  |  | 8/12/2006 11:50:00 PM
764607 | 3C | Carbon Dioxide, Methane, Nitrogen, and Oxygen in Air | USEPA |  |  | https://www.epa.gov/sites/production/files/2017-08/documents/method_3c.pdf | 2/14/2019 2:36:53 PM
1225 | 3H-01 | Tritium in Water | USDOE/EML |  |  |  | 8/12/2006 11:50:00 PM
1226 | 3H-02 | Tritium in Water | USDOE/EML |  |  |  | 8/12/2006 11:50:00 PM
1227 | 3H-03 | Organically Labeled Tritium | USDOE/EML |  |  |  | 8/12/2006 11:50:00 PM
4733 | 3H-04-RC | Tritium in Water - Liquid Scintillation Counting | USDOE/EML | 3H-04-RC ~ DOE EML ; Tritium in Water - Liquid Scintillation Counting |  | https://www.nemi.gov/methods/method_summary/4843/ | 7/31/2013 12:00:00 AM
274966 | 3M PETRIFILM | 3M Petrifilm Method for Detecting E. coli | MNPCA |  |  |  | 11/3/2015 1:07:42 PM
1972 | 4 | Moisture Content in Stack Gases | USEPA |  |  |  | 8/12/2006 11:50:00 PM
733452 | 4 | EPA 1600 | CABEACH_WQX | EPA 1600 |  |  | 2/25/2019 6:29:49 PM
257337 | 40 | Iron (Fe) in tissue/sediment/seston | MDEDAT01_WQX |  |  |  | 5/24/2014 1:53:13 PM
566616 | 40 | QC 10107062E | CEDEN | Total Kjeldahl Nitrogen by Lachat QuikChem Flow Injection Analyzer Method |  |  | 3/18/2016 4:34:25 PM
1022 | 4000 | Toluene by GC/FID | NIOSH |  |  |  | 8/12/2006 11:50:00 PM
566663 | 4002 | Ion-Selective Electrode-Meter | CEDEN | Ammonia as N and Chloride by Ion Selective Electrode |  |  | 5/15/2018 11:21:32 PM
566539 | 4003 | Buchanan 1984 | CEDEN | Sediment analysis, p.41-65 "Methods for the Study of Marine Benthos" ed by N.A.Holme, A.D.McIntyre. A Modification to the Plumb Method. |  |  | 5/15/2018 11:22:20 PM
566595 | 4005 | USGS OFR 95-181M | CEDEN | Mod Determination of Pesticides in Water by C-18 Solid-Phase Extraction, Capillary-Column Gas Chromatography/Mass Spectrometry w/Selected Ion Monito |  |  | 5/15/2018 11:22:59 PM
566604 | 4006 | WPCL Method 42 | CEDEN | Analysis of Paraquat dichloride |  |  | 5/15/2018 11:22:34 PM
566632 | 4008 | SM 3113 B | CEDEN | Metals by Electrothermal Atomic Absorption Spectrometry, Rev. B |  |  | 5/15/2018 11:21:07 PM
566389 | 4009 | Doane, 2003 | CEDEN | Spectrophotometric Determination of Nitrate with a Single Reagent (Doane, T.A. 2003) |  |  | 5/15/2018 11:22:58 PM
63037 | 401 | Dibromochloromethane | 21PA_WQX | 401-DIBROMOCHLOROMETHANE BY NO ANALYSIS METHOD INDICATED**** | Final |  | 11/20/2014 3:23:08 PM
566598 | 4010 | UCD-LAWR NH3 SOP | CEDEN | Determination of nitrogen-ammonia in water based on the Berthelot reaction, UCD-LAWR SOP |  |  | 5/15/2018 11:21:02 PM
566606 | 4011 | SM 4500-P D | CEDEN | Phosphorous: Stannous Chloride Method from SM Edition 20 |  |  | 5/15/2018 11:21:10 PM
566586 | 4012 | SM 2540 E | CEDEN | Fixed and Volatile Solids Ignited at 550 degrees C |  |  | 5/15/2018 11:21:13 PM
566524 | 4013 | EPA 625M | CEDEN | Modification of Semivolatile Organic Compounds by Isotope Dilution GC/MS |  |  | 5/15/2018 11:21:04 PM
566541 | 4014 | Yu, 1994 | CEDEN | Determination of Dissolved Organic Nitrogen using Persulfate Oxidation and Conductimetric Quantification of Nitrate-Nitrogen (Yu, Z.S. 1994) |  |  | 5/15/2018 11:21:10 PM
566662 | 4016 | EPA 632 | CEDEN | Determination of Carbamate and Urea Pesticides in Industrial and Municipal Wastewater using liquid chromatography mass spectrometry |  |  | 5/15/2018 11:29:26 PM
566665 | 4018 | NCL ME 299 | CEDEN | Aminopyralid by HPLC/MS/MS |  |  | 5/15/2018 11:34:52 PM
566405 | 4019 | SM 4500-NH3 C v20 | CEDEN | Determination of low concentrations of ammonia by titration, SM Edition 20 |  |  | 5/15/2018 11:21:02 PM
558024 | 402 | sec-Butylbenzene | 21PA_WQX | 402-SEC-BUTYLBENZENE BY NO ANALYSIS METHOD INDICATED | Final |  | 11/20/2014 3:23:09 PM
566546 | 4020 | EPA 8270M_NCI | CEDEN | Modification of Semivolatile Organic Compounds by GC/MS with negative chemical ionization |  |  | 5/15/2018 11:24:49 PM
566672 | 4021 | EPA 615 | CEDEN | The Determination of Chlorinated Herbicides in Municipal and Industrial Wastewater |  |  | 5/15/2018 11:21:28 PM
566395 | 4022 | EPA 8321AM | CEDEN | Modification of SOLVENT-EXTRACTABLE NONVOLATILE COMPOUNDS BY HIGH-PERFORMANCE LIQUID CHROMATOGRAPHY/THERMOSPRAY/MASS SPECTROMETRY (HPLC/TS/MS) OR ULTRAVIOLET (UV) DETECTION |  |  | 5/15/2018 11:22:18 PM
5279 | 4024-01 | Phosphorus, Total - Ascorbic Acid Reduction with Persulfate Digestion method | LaMOTTE |  |  |  | 10/28/2014 12:00:00 AM
566505 | 4025 | SM 418 D v16 | CEDEN | Determination of nitrate (high range) by Chromotropic acid method, SM Edition 16 |  |  | 5/15/2018 11:23:21 PM
566454 | 4026 | SM 5540 C v21 | CEDEN | Anionic Surfactants as Methyl Blue Active Substances (MBAS), SM Edition 21 |  |  | 5/15/2018 11:22:44 PM
5278 | 4026-01 | Nitrogen, Total - Chromotropic Acid with Persulfate Block Digestion Method | LaMOTTE |  |  |  | 10/28/2014 12:00:00 AM
566404 | 4028 | SM 4500-NH3 F v20,21 | CEDEN | Nitrogen (Ammonia) Phenate Method, SM Edition 20 and 21 |  |  | 5/15/2018 11:21:00 PM
566634 | 4029 | EPA 8270CM | CEDEN | Modification of Semivolatile Organic Compounds by GC/MS |  |  | 2/9/2016 4:33:16 PM
5290 | 403 | Alkalinity (CaCO3) | APHA_SM19ED | Standard Methods (19th ed.) 403 (colorimetric, titration, manual) mg/L |  |  | 12/9/2014 7:55:50 AM
558022 | 403 | 1,3-Dichlororpropane | 21PA_WQX | 403-1,3-DICHLORORPROPANE BY NO ANALYSIS METHOD INDICATED**** | Final |  | 11/20/2014 3:23:09 PM
566463 | 4030 | Calculated | CEDEN | Calculated value, when mehtod of analysis is not provided and measured values are used to calculate concentration of a secondard parameter |  |  | 5/15/2018 11:21:06 PM
566601 | 4031 | EPA 365.1 | CEDEN | Lachat's Method: Method for Phosphorous (Colorimetric, Automated, Ascorbic Acid) |  |  | 5/15/2018 11:21:31 PM
566651 | 4032 | EPA 532M | CEDEN | Modification of determination of phenylurea compounds in drinking water by solid phase extration and high perfromance liquid chromatography with UV detection |  |  | 5/15/2018 11:42:31 PM
566596 | 4034 | EPA 525.2 | CEDEN | Determination of organic compounds in drinking water by liquid-solid extraction and capillary column gas chromatography/mass spectrometry |  |  | 5/15/2018 11:36:16 PM
566676 | 4035 | EPA 415.3 | CEDEN | Determination of Total Organic Carbon and Specific UV Absorbance at 254 nm in Source Water and Drinking Water. |  |  | 5/15/2018 11:24:55 PM
732834 | 4036 | QC 10107041A | CEDEN | Determination of Nitrate/Nitrite in Surface and Wastewaters by Flow Injection Analysis; low-flow method, Lachat QuikChem |  |  | 5/15/2018 11:24:24 PM
566580 | 4037 | ASTM D4464 | CEDEN | Standard Test Method for Particle Size Distribution of Catalytic Material by Laser Light Scattering, Grain Size |  |  | 5/15/2018 11:23:36 PM
566435 | 4038 | QC 10107063B | CEDEN | Determination of Ammonia in Surface Water and Wastewater by Flow Injection Analysis by Scott Stieg, 1/26/99, Zellweger Analytics Inc., Lachat Instrument Division, Milwaukee, WI. |  |  | 5/15/2018 11:21:21 PM
566669 | 4039 | ASTM E1415-91 | CEDEN | Standard Guide for Conducting Static Toxicity Tests with Lemna gibba G3 |  |  | 5/15/2018 11:28:14 PM
63062 | 404 | cis-1,2-Dichloroethene | 21PA_WQX | 404-cis-1,2-Dichloroethene**** | Final |  | 11/20/2014 3:23:07 PM
566466 | 4041 | Mekebri, et al., 2009 | CEDEN | Mekebri, et al., Method Validation of Microcystins in Water and Tissue by Enhanced Liquid Chromatography Tandem Mass Spectrometry, 2009 |  |  | 5/15/2018 11:27:32 PM
566498 | 4042 | EPA 625 | CEDEN | Semivolatile Organic Compounds by Isotope Dilution GC/MS |  |  | 5/15/2018 11:23:43 PM
566531 | 4045 | ASTM D4464M | CEDEN | Modification of Standard Test Method for Particle Size Distribution of Catalytic Material by Laser Light Scattering, Grain Size |  |  | 5/15/2018 11:21:59 PM
566488 | 4048 | NCL ME 321 | CEDEN | Solid Phase Extraction of Assorted Pesticides in Water by HPLC/MS/MS |  |  | 5/15/2018 11:21:44 PM
558005 | 405 | trans-1,2-Dichlorothene | 21PA_WQX | 405-TRANS-1,2-DICHLOROTHENE BY NO ANALYSIS METHOD INDICATED**** | Final |  | 11/20/2014 3:23:07 PM
459035 | 405.1 | REGRAVAN | SDDENR_WQX |  |  |  | 11/7/2012 10:43:00 AM
509085 | 405.1 | 405.1 | WQXTEST |  |  |  | 12/30/2013 5:50:02 PM
1973 | 405.1 | 5 Day Biochemical Oxygen Demand | USEPA | 405.1 ~ EPA-NERL ; Biochemical Oxygen Demand |  | https://www.nemi.gov/methods/method_summary/5326/ | 8/12/2006 11:50:00 PM
507247 | 405.1 | 405.1 | INSTOR_WQX |  |  |  | 11/30/2017 1:17:12 PM
511119 | 405.1 | 405.1 | WYDEQ_WQX |  |  |  | 10/10/2012 6:37:36 PM
733310 | 405.2 | USEPA Method for BOD Analysis | 21FLDADE_WQX |  |  |  | 1/10/2017 4:34:48 PM
566558 | 4050 | USGS BAC32 | CEDEN | mFC membrane-filtration method for Fecal Coliforms |  |  | 5/15/2018 11:23:10 PM
566403 | 4051 | SM 4500-NH3 G v19,20 | CEDEN | Ammonia as Nitrogen: Automated Phenate Method, SM Edition 19 and 20 |  |  | 5/15/2018 11:21:08 PM
742937 | 4052 | EPA 549.2 | CEDEN | Determination of Diquat and Paraquat in Drinking Water by Liquid-Solid Extraction and HPLC With Ultraviolet Detection |  |  | 5/15/2018 11:28:23 PM
743203 | 4055 | AXYS MLA-007 Rev 13 | CEDEN | Determination of Aroclors, PCBs, Pesticides, Toxaphene and Chlorobenzenes, Rev 13 |  |  | 5/15/2018 11:21:05 PM
566567 | 4056 | SM 4500-N C | CEDEN | Nitrogen: Persulfate Method |  |  | 5/15/2018 11:21:13 PM
735979 | 4057 | SM 4500-P E v20 | CEDEN | Phosphorus: Ascorbic Acid Method SM Edition 20 |  |  | 5/15/2018 11:29:41 PM
735683 | 4059 | SM 2540 C v20 | CEDEN | Total Dissolved Solids dried at 180 degrees C SM Edition 20 |  |  | 5/15/2018 11:35:41 PM
63064 | 406 | 1,3-Dichlorobenzene | 21PA_WQX | 406-1,3-DICHLOROBENZENE BY NO ANALYSIS METHOD INDICATED**** | Final |  | 11/20/2014 3:23:08 PM
735982 | 4060 | SM 5310 B v20 | CEDEN | Total Organic Carbon High-Temperature Combustion Method SM Edition 20 |  |  | 5/15/2018 11:30:28 PM
566421 | 4061 | SM 4500-NO2 B v20 | CEDEN | Nitrite as Nitrogen: Colorimetric Method SM Edition 20 |  |  | 5/15/2018 11:24:43 PM
733484 | 4062 | SM 2540 D v20 | CEDEN | Total Suspended Solids dried at 103-105 degrees C SM Edition 20 |  |  | 5/15/2018 11:37:52 PM
735983 | 4063 | SM 4500-NO3 F, EPA 353.2 | CEDEN | Nitrate+Nitrite as Nitrogen (Colorimetric, Automated, Cadmium Reduction) |  |  | 5/15/2018 11:22:07 PM
734669 | 4069 | EPA 1600 | CEDEN | Enterococci in Water by Membrane Filtration |  |  | 5/15/2018 11:21:49 PM
558021 | 407 | 1,1-Dichloro-1-propene | 21PA_WQX | 407-1,1-DICHLORO-1-PROPENE BY NO ANALYSIS METHOD INDICATED**** | Final |  | 11/20/2014 3:23:08 PM
63028 | 408 | 2-Hexanone | 21PA_WQX | 408-2-HEXANONE BY NO ANALYSIS METHOD INDICATED**** | Final |  | 11/20/2014 3:23:09 PM
63027 | 409 | 2,2-Dichloropropane | 21PA_WQX | 409-2,2-DICHLOROPROPANE BY NO ANALYSIS METHOD INDICATED**** | Final |  | 11/20/2014 3:23:09 PM
741482 | 40CFR PART 432.2 | 40CFR PART 432.2 | NRTHCHEY | 40CFR PART 432.2 For Nitrogen Pace Labs |  |  | 10/13/2018 10:19:34 AM
732840 | 40CFR PART 432.2 | 40CFR PART 432.2 Nitrogen | FTBLKNAP | Pace Laboratories: The lab does not hold A2LA accreditation for this parameter |  |  | 10/13/2018 10:24:19 AM
63058 | 41 | Bromoform | 21PA_WQX | 41-BROMOFORM BY NO ANALYSIS METHOD INDICATED**** | Final |  | 11/20/2014 3:23:08 PM
257334 | 41 | Tin (Sn) in tissue/sediment | MDEDAT01_WQX |  |  |  | 9/6/2017 9:51:18 AM
63011 | 410 | 1,1,1,2-Tetrachloroethane | 21PA_WQX | 410-1,1,1,2-TETRACHLOROETHANE BY NO ANALYSIS METHOD INDICATD**** | Final |  | 11/20/2014 3:23:08 PM
507338 | 410 | 410 | INSTOR_WQX |  |  |  | 2/3/2016 8:48:37 AM
1974 | 410.1 | Mid-Level Chemical Oxygen Demand | USEPA | 410.1 ~ EPA-NERL ; Chemical Oxygen Demand by Titrimetry |  | https://www.nemi.gov/methods/method_summary/5261/ | 8/12/2006 11:50:00 PM
257222 | 410.1 | 410.1 | 21IND_WQX |  |  |  | 9/8/2011 1:46:38 PM
507243 | 410.1 | 410.1 | INSTOR_WQX |  |  |  | 11/2/2015 10:24:08 AM
1975 | 410.2 | Low Level Chemical Oxygen Demand | USEPA | 410.2 ~ EPA-NERL ; Chemical Oxygen Demand by Titrimetry |  | https://www.nemi.gov/methods/method_summary/5262/ | 8/12/2006 11:50:00 PM
507242 | 410.2 | 410.2 | INSTOR_WQX |  |  |  | 6/28/2018 9:17:46 AM
65505 | 410.2 | 410.2 | 21IND_WQX |  |  |  | 9/8/2011 1:46:09 PM
1976 | 410.3 | Chemical Oxygen Demand in Saline Waters | USEPA | 410.3 ~ EPA-NERL ; Chemical Oxygen Demand in Saline Waters by Titrimetry |  | https://www.nemi.gov/methods/method_summary/5263/ | 8/12/2006 11:50:00 PM
291019 | 410.4 | 410.4 | INSTOR_WQX |  |  |  | 10/29/2018 2:16:09 PM
459040 | 410.4 | REGRAVAN | SDDENR_WQX |  |  |  | 5/3/2012 3:29:38 PM
62939 | 410.4 | 410.4 | 21IND_WQX |  |  |  | 10/27/2011 8:16:01 AM
532661 | 410.4 | 410.4 | WQXTEST |  |  |  | 12/30/2013 5:50:02 PM
1977 | 410.4 | Chemical Oxygen Demand by Colorimetry | USEPA | 410.4 ~ EPA-ORD / EPA-OST ; Chemical oxygen demand in water by colorimetry |  | https://www.nemi.gov/methods/method_summary/9627/ | 8/12/2006 11:50:00 PM
5588 | 410.4 | Chemical oxygen demand in water by colorimetry | USEPA Rev 2.0 |  |  | https://www.nemi.gov/methods/method_summary/9627/ | 3/30/2018 2:36:40 PM
507358 | 410.4M | 410.4M | INSTOR_WQX |  |  |  | 5/27/2016 10:54:02 AM
1978 | 410_M(A) | Chemical Oxygen Demand by Colorimetry | USEPA |  |  |  | 8/12/2006 11:50:00 PM
1979 | 410_M(B) | Chemical Oxygen Demand by Titration | USEPA |  |  |  | 8/12/2006 11:50:00 PM
63029 | 411 | Acetone | 21PA_WQX | 411-Acetone**** | Final |  | 11/20/2014 3:23:09 PM
326 | 4110-B | Anions in Water by Ion Chromatography | APHA | 4110B ~ Standard Methods ; Anions in Water by Ion Chromatography |  | https://www.nemi.gov/methods/method_summary/7428/ | 8/12/2006 11:50:00 PM
327 | 4110-C | Single Column Ion Chromatography | APHA | 4110C ~ Standard Methods ; Anions in Water by Ion Chromatography |  | https://www.nemi.gov/methods/method_summary/5705/ | 8/12/2006 11:50:00 PM
4628 | 4110D | Anions in Water by Ion Chromatography | APHA | 4110D ~ Standard Methods ; Anions in Water by Ion Chromatography |  | https://www.nemi.gov/methods/method_summary/5706/ | 7/31/2013 12:00:00 AM
63043 | 412 | Dibromomethane | 21PA_WQX | 412-DIBROMOMETHANE BY NO ANALYSIS METHOD INDICATED**** | Final |  | 11/20/2014 3:23:09 PM
63044 | 413 | Bromodichloromethane | 21PA_WQX | 413-BROMODICHLOROMETHANE BY NO ANALYSIS METHOD INDICATED**** | Final |  | 11/20/2014 3:23:09 PM
1980 | 413.1 | Total Recoverable Oil and Grease | USEPA |  |  |  | 8/12/2006 11:50:00 PM
733176 | 413.1 | 413.1 | WYDEQ_Watershed |  |  |  | 11/16/2016 12:10:02 PM
507513 | 413.1 | 413.1 | INSTOR_WQX |  |  |  | 5/27/2016 11:21:22 AM
509122 | 413.1 | 413.1 | WQXTEST |  |  |  | 10/17/2013 3:36:48 PM
511118 | 413.1 | 413.1 | WYDEQ_WQX |  |  |  | 10/10/2012 6:47:19 PM
1981 | 413.2 | Total Recoverable Oil and Grease by IR | USEPA |  |  |  | 8/12/2006 11:50:00 PM
63032 | 414 | Trichlorofluoromethane | 21PA_WQX | 414-TRICHLOROFLUOROMETHANE BY NO ANALYSIS METHOD INDICATED**** | Final |  | 11/20/2014 3:23:09 PM
507344 | 415 | 415 | INSTOR_WQX |  |  |  | 5/27/2016 11:21:25 AM
63033 | 415 | Dichlorodifluoromethane | 21PA_WQX | 415-DICHLORODIFLUOROMETHANE BY NO ANALYSIS METHOD INDICATED**** | Final |  | 11/20/2014 3:23:07 PM
507332 | 415.1 | 415.1 | INSTOR_WQX |  |  |  | 5/27/2016 11:23:03 AM
459058 | 415.1 | UNKOWN | SDDENR_WQX |  |  |  | 4/25/2014 9:45:37 AM
1982 | 415.1 | Total Organic Carbon by Combustion | USEPA | 415.1 ~ EPA-NERL ; Total Organic Carbon |  | https://www.nemi.gov/methods/method_summary/5403/ | 8/12/2006 11:50:00 PM
531997 | 415.1M | EPA 415.1M | CEDEN |  |  |  | 9/27/2013 6:08:27 PM
503570 | 415.2 | 415.2 | INSTOR_WQX |  |  |  | 8/2/2016 9:16:13 AM
532662 | 415.2 | 415.2 | WQXTEST |  |  |  | 12/30/2013 5:50:02 PM
64203 | 415.2 | 415.2 | 21IND_WQX |  |  |  | 10/25/2011 7:15:44 AM
1983 | 415.2 | Low Level Total Organic Carbon in Water | USEPA |  |  |  | 8/12/2006 11:50:00 PM
1984 | 415.2_M | Total Organic Carbon in Water | USEPA |  |  |  | 8/12/2006 11:50:00 PM
606203 | 415.3 | Determination of Total Organic Carbon and Specific UV Absorbance at 254 nm in Source Water and Drinking Water | USEPA | 415.3 ~ EPA-NERL ; Dissolved and Total Organic Carbon and UV Absorbance at 254 nm in Source Water and Drinking Water |  | https://www.nemi.gov/methods/method_summary/7228/ | 9/20/2011 2:43:17 PM
63018 | 416 | 1,2,3-Trichlorobenzene | 21PA_WQX | 416-1,2,3-TRICHLOROBENZENE BY NO ANALYSIS METHOD INDICATED**** | Final |  | 11/20/2014 3:23:09 PM
63068 | 417 | o-Chlorotoluene | 21PA_WQX | 417-O-CHLOROTOLUENE BY NO ANALYSIS METHOD INDICATED**** | Final |  | 11/20/2014 3:23:08 PM
63069 | 418 | 1,2-Dichlorobenzene | 21PA_WQX | 418-1,2-DICHLOROBENZENE BY NO ANALYSIS METHOD INDICATED**** | Final |  | 11/20/2014 3:23:08 PM
511131 | 418.1 | 418.1 | WYDEQ_WQX |  |  |  | 10/10/2012 6:48:15 PM
507848 | 418.1 | 418.1 | INSTOR_WQX |  |  |  | 5/27/2016 11:18:51 AM
1985 | 418.1 | Total Recoverable Petroleum Hydrocarbons | USEPA |  |  |  | 8/12/2006 11:50:00 PM
63021 | 419 | 1,2,4-Trimethylbenzene | 21PA_WQX | 419-1,2,4-TRIMETHYLBENZENE BY NO ANALYSIS METHOD INDICATED**** | Final |  | 11/20/2014 3:23:08 PM
566534 | 42 | FieldMeasure | CEDEN | Numeric measurements made in the field with a piece of equipment |  |  | 5/15/2018 11:26:37 PM
63019 | 420 | 1,2,3-Trichloropropane | 21PA_WQX | 420-1,2,3-TRICHLOROPROPANE BY NO ANALYSIS METHOD INDICATED**** | Final |  | 11/20/2014 3:23:08 PM
507339 | 420 | 420 | INSTOR_WQX |  |  |  | 3/27/2013 5:23:31 PM
1986 | 420.1 | Total Recoverable Phenolics in Water | USEPA | 420.1 ~ EPA-NERL ; Phenols by Spectrophotometry |  | https://www.nemi.gov/methods/method_summary/5264/ | 8/12/2006 11:50:00 PM
507329 | 420.1 | 420.1 | INSTOR_WQX |  |  |  | 11/4/2015 11:18:52 AM
1987 | 420.2 | Total Recoverable Phenolics in Water | USEPA | 420.2 ~ EPA-NERL ; Phenolics by Automated Colorimetry |  | https://www.nemi.gov/methods/method_summary/5265/ | 8/12/2006 11:50:00 PM
1988 | 420.3 | Total Recoverable Phenolics in Water | USEPA |  |  |  | 8/12/2006 11:50:00 PM
525235 | 420.4 | 420.4 | INSTOR_WQX |  |  |  | 5/27/2016 10:17:07 AM
1989 | 420.4 | Total Recoverable Phenolics in Water | USEPA | 420.4 ~ EPA-ORD / EPA-OST ; Total recoverable phenolics in water by semi-automated colorimetry |  | https://www.nemi.gov/methods/method_summary/9630/ | 8/12/2006 11:50:00 PM
558023 | 421 | tert-Butylbenzene | 21PA_WQX | 421-TERT-BUTYLBENZENE BY NO ANALYSIS METHOD INDICATED**** | Final |  | 11/20/2014 3:23:09 PM
63042 | 422 | 4-Isopropyltoluene | 21PA_WQX | 422-4-ISOPROPYLTOLUENE BY NO ANALYSIS METHOD INDICATED**** | Final |  | 11/20/2014 3:23:08 PM
764501 | 424.1 | Method 424 | WQXTEST | Method Description | QualTypeName |  | 12/24/2018 5:07:39 PM
507509 | 425.1 | 425.1 | INSTOR_WQX |  |  |  | 5/27/2016 11:23:00 AM
1990 | 425.1 | Methylene Blue Active Substances | USEPA | 425.1 ~ EPA-NERL ; Surfactants by Colorimetry |  | https://www.nemi.gov/methods/method_summary/5266/ | 8/12/2006 11:50:00 PM
530140 | 426C SM 15th Ed. | Sulfate by Turbidimetric Method | NJDEP_BFBM |  |  |  | 8/13/2014 1:03:05 PM
566493 | 43 | QC 10107041B | CEDEN | Nitrate/Nitrite: Lachat QuikChem Flow Injection Analyzer Method |  |  | 5/15/2018 11:21:33 PM
1991 | 430.1 | NTA by Manual Colorimetric Determination | USEPA |  |  |  | 8/12/2006 11:50:00 PM
1992 | 430.2 | NTA by Automated Colorimetric Analysis | USEPA |  |  |  | 8/12/2006 11:50:00 PM
257343 | 44 | Manganese (Mn) in tissue/sediment | MDEDAT01_WQX |  |  |  | 5/24/2014 2:43:48 PM
5007 | 440 | Elemental C and N by Combustion and Thermal Conductivity | USEPA | 440 ~ EPA-NERL ; Elemental C and N by Combustion and Thermal Conductivity |  | https://www.nemi.gov/methods/method_summary/4657/ | 7/31/2013 12:00:00 AM
1993 | 440(S) | Determination of Carbon and Nitrogen | USEPA | in Sediment |  |  | 8/12/2006 11:50:00 PM
1994 | 440(W) | Determination of Carbon and Nitrogen | USEPA | in Water |  |  | 8/12/2006 11:50:00 PM
525233 | 440.0 | 440.0 | INSTOR_WQX |  |  |  | 8/2/2016 9:16:16 AM
109580 | 445 | Chlorophyll by fluorometry | 21FLBABR_WQX | Chlorophyll a by filtering sample, seeping sample in 90% acetone/water ans analysis by fluorometry |  |  | 10/12/2010 3:26:13 PM
1995 | 445 | In-Vitro Determination of Chlorophyll | USEPA | 445 ~ EPA-NERL ; Chlorophyll and Pheophytin in Algae by Fluorescence |  | https://www.nemi.gov/methods/method_summary/7222/ | 8/12/2006 11:50:00 PM
525232 | 445.0 | 445.0 | INSTOR_WQX |  |  |  | 3/12/2018 2:18:55 PM
262029 | 445.0M | EPA 445.0M | CEDEN |  |  |  | 10/14/2011 1:47:57 PM
3163 | 446.0 | Chlorophylls and Pheopigments in Phytoplankton by Spectrophotometry | USEPA | 446 ~ EPA-NERL ; Chlorophylls and Pheopigments in Phytoplankton by Spectrophotometry |  | https://www.nemi.gov/methods/method_summary/7224/ | 5/21/2009 1:49:21 PM
511073 | 447 | 447 | WYDEQ_Watershed |  |  |  | 11/16/2016 12:09:32 PM
511114 | 447 | 447 | WYDEQ_WQX |  |  |  | 10/10/2012 5:32:26 PM
509086 | 447 | 447 | WQXTEST |  |  |  | 8/8/2014 3:10:46 PM
3182 | 447.0 | Chlorophyll a and b in phytoplankton by HPLC/UV | USEPA | 447 ~ EPA-NERL ; Chlorophyll a and b in phytoplankton by HPLC/UV |  | https://www.nemi.gov/methods/method_summary/7223/ | 12/2/2009 12:38:03 PM
218231 | 447M | Chlorophyll a (probe) | LADEQWPD_WQX |  |  |  | 6/24/2013 8:52:42 AM
257330 | 45 | Manganese (Mn) in tissue/sediment | MDEDAT01_WQX |  |  |  | 5/24/2014 1:53:13 PM
566628 | 45 | QC 10303311A | CEDEN | Alkalinity Lachat QuikChem Flow Injection Analyzer Method |  |  | 5/15/2018 11:23:19 PM
561643 | 45.2 | 45.2 | WQXTEST |  |  |  | 1/26/2015 6:22:13 PM
1996 | 450.1 | Total Organic Halide | USEPA |  |  |  | 8/12/2006 11:50:00 PM
257395 | 4500 | STANDARD METHODS 4500 - DISSOLVED OXYGEN BY PROBE | 21FLWPB_WQX |  |  |  | 11/19/2018 4:03:43 PM
764378 | 4500(G)-NH3 | Ammonium | 21FLVEMD_WQX | Ammonium in water |  |  | 12/5/2018 4:29:09 PM
328 | 4500-B-B | Boron in Water by Spectrophotometry- Curcumin Method | APHA | 4500-B B ~ Standard Methods ; Boron by Curcumin Method |  | https://www.nemi.gov/methods/method_summary/7414/ | 8/12/2006 11:50:00 PM
329 | 4500-B-C | Boron in Water by Spectrophotometry- Carmine Method | APHA |  |  |  | 8/12/2006 11:50:00 PM
330 | 4500-B-D | Boron in Water by ICP | APHA |  |  |  | 8/12/2006 11:50:00 PM
331 | 4500-BR(B) | Bromide in Water by Spectrophotometry | APHA |  |  |  | 8/12/2006 11:50:00 PM
332 | 4500-BR(C) | Bromide in Water by Ion Chromatography | APHA |  |  |  | 8/12/2006 11:50:00 PM
743341 | 4500-Br- D | 4500-Br- D for Bromide | MHA_NATN | ND Lab Standard Methods, 21st Edition |  |  | 10/8/2018 2:04:33 PM
333 | 4500-CL(B) | Residual Chlorine in Water by Titration- Iodometric Method I | APHA | 4500-Cl- B ~ Standard Methods ; Chloride by Argentometric Method | 1 | https://www.nemi.gov/methods/method_summary/7429/ | 8/12/2006 11:50:00 PM
335 | 4500-CL(C) | Residual Chlorine in Water by Titration- Iodometric Method II | APHA | 4500-Cl- C ~ Standard Methods ; Chloride by Mercuric Nitrate Method | 1 | https://www.nemi.gov/methods/method_summary/9721/ | 8/12/2006 11:50:00 PM
337 | 4500-CL(D) | Residual Chlorine in Water by Titration- Amperometric Method | APHA | 4500-Cl- D ~ Standard Methods ; Chloride by Potentiometric Method | 1 | https://www.nemi.gov/methods/method_summary/9717/ | 8/12/2006 11:50:00 PM
339 | 4500-CL(E) | Residual Chlorine in Water by Titration- Low-Level Amperometric Method | APHA | 4500-Cl- E ~ Standard Methods ; Chloride by Automated Ferricyanide Method | 1 | https://www.nemi.gov/methods/method_summary/9720/ | 8/12/2013 11:50:00 PM
341 | 4500-CL(F) | Residual Chlorine in Water by Titration- DPD Ferrous Method | APHA | 4500-Cl F ~ Standard Methods ; Chlorine by DPD Ferrous Titrimetric Method | 1 | https://www.nemi.gov/methods/method_summary/9722/ | 8/12/2006 11:50:00 PM
343 | 4500-CL(G) | Residual Chlorine by Colorimetry- DPD Colorimetric Method | APHA | 4500-Cl G ~ Standard Methods ; Chlorine by DPD |  | https://www.nemi.gov/methods/method_summary/7431/ | 8/12/2006 11:50:00 PM
344 | 4500-CL(H) | Residual Chlorine by FACTS- Syringaldazine Method | APHA | 4500-Cl H ~ Standard Methods ; Chlorine by Syringaldazine |  | https://www.nemi.gov/methods/method_summary/7432/ | 8/12/2006 11:50:00 PM
345 | 4500-CL(I) | Residual Chlorine by Iodometirc Electrode Technique | APHA | 4500-Cl I ~ Standard Methods ; Chlorine by Iodometric Electrode |  | https://www.nemi.gov/methods/method_summary/9882/ | 8/12/2006 11:50:00 PM
334 | 4500-CL-(B) | Chloride in Water by Titration- Argentometric Method | APHA | 4500-Cl- B ~ Standard Methods ; Chloride by Argentometric Method | 1 | https://www.nemi.gov/methods/method_summary/7429/ | 8/12/2006 11:50:00 PM
336 | 4500-CL-(C) | Chloride in Water by Titration- Mercuric Nitrate Method | APHA | 4500-Cl- C ~ Standard Methods ; Chloride by Mercuric Nitrate Method | 1 | https://www.nemi.gov/methods/method_summary/9721/ | 8/12/2006 11:50:00 PM
338 | 4500-CL-(D) | Chloride in Water by Potentiometry | APHA | 4500-Cl- D ~ Standard Methods ; Chloride by Potentiometric Method | 1 | https://www.nemi.gov/methods/method_summary/9717/ | 8/12/2006 11:50:00 PM
340 | 4500-CL-(E) | Chloride in Water by Colorimetry- Automated Ferricyanide Method | APHA | 4500-Cl- E ~ Standard Methods ; Chloride by Automated Ferricyanide Method | 1 | https://www.nemi.gov/methods/method_summary/9720/ | 8/12/2006 11:50:00 PM
342 | 4500-CL-(F) | Chloride in Water by Ion Chromatography | APHA | 4500-Cl F ~ Standard Methods ; Chlorine by DPD Ferrous Titrimetric Method | 1 | https://www.nemi.gov/methods/method_summary/9722/ | 8/12/2006 11:50:00 PM
3183 | 4500-CL-(G) | Chloride by Mercuric Thiocyanate Flow Injection Analysis | APHA | 4500-Cl G ~ Standard Methods ; Chlorine by DPD |  | https://www.nemi.gov/methods/method_summary/7431/ | 12/9/2009 12:10:09 PM
257410 | 4500-CLC | STANDARD METHODS - 4500-CLC - CHLORIDE | 21FLWPB_WQX |  |  |  | 11/19/2018 4:05:03 PM
346 | 4500-CLO(B) | Chlorine Dioxide in Water by Titration- Iodometric Method | APHA |  |  |  | 8/12/2006 11:50:00 PM
347 | 4500-CLO(C) | Chlorine Dioxide in Water by Titration- Amperometric Method I | APHA |  |  |  | 8/12/2006 11:50:00 PM
348 | 4500-CLO(D) | Chlorine Dioxide in Water by Colorimetry- DPD Method | APHA |  |  |  | 8/12/2006 11:50:00 PM
349 | 4500-CLO(E) | Chlorine Dioxide in Water by Titration- Amperometric Method II | APHA |  |  |  | 8/12/2006 11:50:00 PM
4629 | 4500-CLO2 C | Chlorine Dioxide by Amperometry | APHA | 4500-ClO2 C ~ Standard Methods ; Chlorine Dioxide by Amperometry |  | https://www.nemi.gov/methods/method_summary/9890/ | 7/31/2013 12:00:00 AM
4630 | 4500-CLO2 E | Chlorine by Amperometry | APHA | 4500-ClO2 E ~ Standard Methods ; Chlorine by Amperometry |  | https://www.nemi.gov/methods/method_summary/9884/ | 7/31/2013 12:00:00 AM
350 | 4500-CN(C) | Cyanide in Water after Distillation | APHA | 4500-CN C ~ Standard Methods ; Total Cyanide in Water after Distillation |  | https://www.nemi.gov/methods/method_summary/9736/ | 8/12/2006 11:50:00 PM
351 | 4500-CN(D) | Cyanide in Water by Titration | APHA | 4500-CN-D ~ Standard Methods ; Cyanide by Titration |  | https://www.nemi.gov/methods/method_summary/7423/ | 8/12/2006 11:50:00 PM
5572 | 4500-CN(E) | Colorimetric Method for Cyanide in Distillate | APHA (1999) | Not current version URL: https://www.nemi.gov/methods/method_summary/5708/ |  |  | 3/30/2018 2:36:40 PM
352 | 4500-CN(E) | Cyanide in Water by Colorimetry | APHA | 4500-CN-E ~ Standard Methods ; Colorimetric Method for Cyanide in Distillate |  | https://www.nemi.gov/methods/method_summary/5708/ | 8/12/2006 11:50:00 PM
353 | 4500-CN(F) | Cyanide in Water Using ISE | APHA | 4500-CN-F ~ Standard Methods ; Cyanide in Water by Ion Selective Electrode |  | https://www.nemi.gov/methods/method_summary/5707/ | 8/12/2006 11:50:00 PM
354 | 4500-CN(G) | Cyanides Amenable to Chlorination after Distillation | APHA | 4500-CN-G ~ Standard Methods ; Cyanides Amenable to Chlorination |  | https://www.nemi.gov/methods/method_summary/7424/ | 8/12/2006 11:50:00 PM
355 | 4500-CN(H) | Cyanides Amenable to Chlorination without Distallation | APHA |  |  |  | 8/12/2006 11:50:00 PM
356 | 4500-CN(I) | Weak Acid Dissociable Cyanide in Water | APHA |  |  |  | 8/12/2006 11:50:00 PM
357 | 4500-CN(J) | Cyanogen Chloride in Water | APHA |  |  |  | 8/12/2006 11:50:00 PM
358 | 4500-CN(K) | Spot Test for Cyanides for Screening | APHA |  |  |  | 8/12/2006 11:50:00 PM
359 | 4500-CN(L) | Cyanates in Waste Using an ISE | APHA |  |  |  | 8/12/2006 11:50:00 PM
360 | 4500-CN(M) | Thiocyanate in Water | APHA |  |  |  | 8/12/2006 11:50:00 PM
4631 | 4500-CN-B | Cyanide: Preliminary Treatment of samples | APHA | 4500-CN- B ~ Standard Methods ; Cyanide: Preliminary Treatment of samples |  | https://www.nemi.gov/methods/method_summary/9889/ | 7/31/2013 12:00:00 AM
361 | 4500-CO2(B) | Carbon Dioxide in Water by Nomography | APHA |  |  |  | 8/12/2006 11:50:00 PM
362 | 4500-CO2(C) | Carbon Dioxide in Water by Titration | APHA |  |  |  | 8/12/2006 11:50:00 PM
107185 | 4500-DO | Indigo Carmine Method | SELDOVIA | Dissolved Oxygen CHEMets Test |  |  | 8/12/2014 6:23:32 PM
743340 | 4500-F- C | 4500-F- C for Flouride | MHA_NATN | ND Lab Standard Methods, 20th Edition |  |  | 10/8/2018 2:04:33 PM
363 | 4500-F-B | Preliminary Distillation of Fluoride | APHA | 4500-F- B ~ Standard Methods ; Fluoride in Water, Preliminary Distillation Step |  | https://www.nemi.gov/methods/method_summary/9740/ | 8/12/2006 11:50:00 PM
364 | 4500-F-C | Fluoride in Water Using an ISE | APHA | 4500-F-C ~ Standard Methods ; Ion-Selective Electrode Method |  | https://www.nemi.gov/methods/method_summary/5709/ | 8/12/2006 11:50:00 PM
365 | 4500-F-D | Fluoride in Water by Spectrophotometry | APHA | 4500-F-D ~ Standard Methods ; Fluoride in Water by Spectroscopy |  | https://www.nemi.gov/methods/method_summary/5710/ | 8/12/2006 11:50:00 PM
366 | 4500-F-E | Fluoride in Water by Colorimetry | APHA | 4500-F- E ~ Standard Methods ; Fluoride by Complexone |  | https://www.nemi.gov/methods/method_summary/7422/ | 8/12/2006 11:50:00 PM
367 | 4500-F-F | Fluoride in Water by Ion Chromatography | APHA |  |  |  | 8/12/2006 11:50:00 PM
368 | 4500-H | pH in Water | APHA |  |  |  | 8/12/2006 11:50:00 PM
733227 | 4500-H+ | APHA 4500+ | WQXTEST | APHA pH Value | 4500+ |  | 6/13/2017 2:37:47 PM
551289 | 4500-H+-B | Total Dissolved Solids | NRTHCHEY |  |  |  | 7/6/2017 6:26:57 PM
532012 | 4500-H+-B | SM 4500-H+ B | CEDEN |  |  |  | 9/27/2013 6:30:59 PM
553693 | 4500-H+B | APHA | HOPTERA_WQX |  |  |  | 9/24/2014 1:08:02 PM
3048 | 4500-H+B | pH in Water by Potentiometry, pH Value in Water by Potentiometry Using a Standard Hydrogen Electrode | APHA | 4500-H+B ~ Standard Methods ; pH in Water by Potentiometry |  | https://www.nemi.gov/methods/method_summary/4707/ | 8/8/2007 12:02:20 PM
369 | 4500-I-(B) | Iodide in Water by Spectrophotometry- Leuco Crystal Violet Method | APHA |  | 1 |  | 8/12/2006 11:50:00 PM
370 | 4500-I-(C) | Iodide in Water by Spectrophotometry- Catalytic Reduction Method | APHA |  | 0 |  | 8/12/2006 11:50:00 PM
371 | 4500-I-B | Iodine in Water by Spectrophotometry | APHA |  | 1 |  | 8/12/2006 11:50:00 PM
372 | 4500-I-C | Iodine in Water by Titration | APHA |  | 0 |  | 8/12/2006 11:50:00 PM
4632 | 4500-KMNO4 | Potassium Permanganate in Water by Spectrophotometry | APHA | 4500-KMnO4 ~ Standard Methods ; Potassium Permanganate in Water by Spectrophotometry |  | https://www.nemi.gov/methods/method_summary/5711/ | 7/31/2013 12:00:00 AM
5540 | 4500-N | 4500-N Nitrogen | APHA | https://www.standardmethods.org/store/ProductView.cfm?ProductID=189 |  |  | 4/4/2016 12:46:17 PM
5316 | 4500-N D | Conductimetric Determination of Inorganic Nitrogen | APHA | http://www.standardmethods.org/store/ProductView.cfm?ProductID=191 |  |  | 8/11/2015 10:13:32 AM
532101 | 4500-N org | SM 4500-N org C | CEDEN |  |  |  | 9/28/2013 2:14:31 PM
532791 | 4500-N&NH3B,C | 4500-N&NH3B,C | TAOSPBLO_WQX | GS Supplied to allow spreadsheets to load |  |  | 4/3/2018 9:06:26 PM
4642 | 4500-N(ORG) C | Organic Nitrogen/Semi-Micro-Kjeldahl | APHA | 4500-N(Org) C ~ Standard Methods ; Organic Nitrogen/Semi-Micro-Kjeldahl |  | https://www.nemi.gov/methods/method_summary/9893/ | 7/31/2013 12:00:00 AM
3168 | 4500-N-B | In-Line UV/Persulfate Digestion and Oxidation and Flow Injection Analysis | APHA_SM21ED |  |  |  | 7/24/2009 11:48:32 AM
3040 | 4500-N-C | Persufate Method for Total Nitrogen | APHA |  | 1 |  | 5/15/2007 1:13:59 PM
3148 | 4500-N-C | Persulfate Method for Total Nitrogen | APHA_SM20ED |  | 1 |  | 6/23/2008 11:12:01 AM
532123 | 4500-N-C/N | SM 4500-N C/NH3 E | CEDEN |  |  |  | 9/28/2013 3:32:13 PM
565241 | 4500-N-D-MTNWE | Nitrogen Persulfate Method | MTNWE |  |  |  | 6/30/2015 2:01:32 PM
4634 | 4500-NH3 B | Ammonia by Titration | APHA | 4500-NH3 B ~ Standard Methods ; Ammonia by Titration |  | https://www.nemi.gov/methods/method_summary/9696/ | 7/31/2013 12:00:00 AM
4633 | 4500-NH3 B PRE | Ammonia: Preliminary Distillation Step | APHA | 4500-NH3 B ~ Standard Methods ; Ammonia: Preliminary Distillation Step |  | https://www.nemi.gov/methods/method_summary/9887/ | 7/31/2013 12:00:00 AM
4635 | 4500-NH3 C | Ammonia by Titration | APHA | 4500-NH3 C ~ Standard Methods ; Ammonia by Titration | 1 | https://www.nemi.gov/methods/method_summary/7409/ | 7/31/2013 12:00:00 AM
4636 | 4500-NH3 D | Ammonia by Selective Electrode | APHA | 4500-NH3 D ~ Standard Methods ; Ammonia by Selective Electrode | 0 | https://www.nemi.gov/methods/method_summary/7438/ | 7/31/2013 12:00:00 AM
532786 | 4500-NH3 D | 4500-NH3 D | TAOSPBLO_WQX | GS Supplied to allow spreadsheets to load |  |  | 4/3/2018 9:06:28 PM
4637 | 4500-NH3 E | Ammonia by Selective Electrode Methods Using Known Addition | APHA | 4500-NH3 E ~ Standard Methods ; Ammonia by Selective Electrode Methods Using Known Addition | 1 | https://www.nemi.gov/methods/method_summary/7435/ | 7/31/2013 12:00:00 AM
4638 | 4500-NH3 G | Ammonia by Automated Phenate | APHA | 4500-NH3 G ~ Standard Methods ; Ammonia by Automated Phenate | 0 | https://www.nemi.gov/methods/method_summary/7410/ | 7/31/2013 12:00:00 AM
4639 | 4500-NH3 H | Ammonia by Flow Injection Analysis | APHA | 4500-NH3 H ~ Standard Methods ; Ammonia by Flow Injection Analysis | 1 | https://www.nemi.gov/methods/method_summary/9697/ | 7/31/2013 12:00:00 AM
373 | 4500-NH3(C) | Ammonia in Water by Titrimetric Method | APHA | https://www.nemi.gov/methods/method_summary/7409/ | 1 |  | 8/12/2006 11:50:00 PM
109579 | 4500-NH3(C) | Automated Phenate Method | 21FLBABR_WQX | Ammonia by preliminary distillation and Automated Phenate Analysis |  |  | 10/12/2010 3:26:13 PM
65271 | 4500-NH3(C) | Ammonia in Water by Titrimetric Method | KAWNATON_WQX | null | null |  | 1/30/2014 11:56:20 AM
374 | 4500-NH3(D) | Ammonia in Water by Selective Electrode Method | APHA | https://www.nemi.gov/methods/method_summary/7438/ | 0 |  | 8/12/2006 11:50:00 PM
375 | 4500-NH3(E) | Ammonia in Water by Selective Electrode Method (Known Addition) | APHA | https://www.nemi.gov/methods/method_summary/7435/ | 1 |  | 8/12/2006 11:50:00 PM
65255 | 4500-NH3(E) | Ammonia in Water by Selective Electrode Method (Kn | KAWNATON_WQX | null | null |  | 1/30/2014 11:56:46 AM
376 | 4500-NH3(F) | Ammonia in Water Using Phenate Method | APHA |  |  |  | 8/12/2006 11:50:00 PM
65296 | 4500-NH3(F) | Ammonia in Water Using Phenate Method | KAWNATON_WQX | null | null |  | 1/30/2014 11:59:59 AM
377 | 4500-NH3(G) | Ammonia in Water Using Automated Phenate Method | APHA | https://www.nemi.gov/methods/method_summary/7410/ | 0 |  | 8/12/2006 11:50:00 PM
3020 | 4500-NH3(H) | Ammonia in Water - Flow Injection Analysis | APHA | https://www.nemi.gov/methods/method_summary/9697/ | 1 |  | 2/20/2007 1:19:59 PM
522192 | 4500-NH3(H) | Ammonia nitrogen in water - Flow injected analysis | SDDENR_WQX | Proposed ammonia nitrogen method by flow injection in 1998 APHA |  |  | 2/28/2013 8:17:40 PM
262058 | 4500-NH3-C | SM 4500-NH3 C v18 | CEDEN |  |  |  | 9/27/2013 7:15:52 PM
262057 | 4500-NH3-D | SM 4500-NH3 D v20,21 | CEDEN |  |  |  | 9/28/2013 2:14:32 PM
532789 | 4500-NH3B,C | 4500-NH3B,C | TAOSPBLO_WQX | GS Supplied to allow spreadsheets to load |  |  | 4/3/2018 9:06:26 PM
5562 | 4500-NO2 | APHA Method 4500-NO2: Standard Methods for the Examination of Water and Wastewater | APHA |  | 4500-NO2 |  | 8/8/2016 10:29:19 AM
378 | 4500-NO2(B) | Nitrite in Water by Colorimetry | APHA | 4500-NO2- B ~ Standard Methods ; Nitrite by Colorimetry |  | https://www.nemi.gov/methods/method_summary/7415/ | 8/12/2006 11:50:00 PM
379 | 4500-NO2(C) | Nitrite in Water by Ion Chromatography | APHA |  |  |  | 8/12/2006 11:50:00 PM
5561 | 4500-NO3 | APHA Method 4500-NO3: Standard Methods for the Examination of Water and Wastewater | APHA |  | 4500-NO3 |  | 8/8/2016 10:29:19 AM
4640 | 4500-NO3 D | Nitrogen (Nitrate) in Water by Nitrate Electrode Method | APHA | 4500-NO3 D ~ Standard Methods ; Nitrogen (Nitrate) in Water by Nitrate Electrode Method | 1 | https://www.nemi.gov/methods/method_summary/9808/ | 7/31/2013 12:00:00 AM
380 | 4500-NO3(B) | Nitrate in Water by Ultraviolet Spectrophotometry | APHA |  |  |  | 8/12/2006 11:50:00 PM
381 | 4500-NO3(C) | Nitrate in Water by Ion Chromatography | APHA |  |  |  | 8/12/2006 11:50:00 PM
382 | 4500-NO3(D) | Nitrate in Water Using an ISE | APHA | 4500-NO3- D ~ Standard Methods ; Nitrate Electrode Method | 1 | https://www.nemi.gov/methods/method_summary/9888/ | 8/12/2006 11:50:00 PM
383 | 4500-NO3(E) | Nitrate in Water- Cadmium Reduction | APHA | 4500-NO3- E ~ Standard Methods ; Nitrate in Water After Cadmium Reduction |  | https://www.nemi.gov/methods/method_summary/4708/ | 8/12/2006 11:50:00 PM
107512 | 4500-NO3(E) | 4500-NO3(E) | SELDOVIA | Nitrate |  |  | 3/1/2011 3:10:17 PM
384 | 4500-NO3(F) | Nitrate in Water- Automated Cadmium Reduction | APHA | 4500-NO3- F ~ Standard Methods ; Nitrate by Automated Cadmium Reduction Method |  | https://www.nemi.gov/methods/method_summary/7416/ | 8/12/2006 11:50:00 PM
385 | 4500-NO3(G) | Nitrate in Water- Titanous Chloride Reduction | APHA |  |  |  | 8/12/2006 11:50:00 PM
386 | 4500-NO3(H) | Nitrate in Water- Automated Hydrazine Reduction | APHA | 4500-NO3- H ~ Standard Methods ; Nitrate by Automated Hydrazine Reduction |  | https://www.nemi.gov/methods/method_summary/7417/ | 8/12/2006 11:50:00 PM
5573 | 4500-NO3(H) | Nitrate by Automated Hydrazine Reduction | APHA (2000) | Not current version URL: https://www.nemi.gov/methods/method_summary/7417/ |  |  | 3/30/2018 2:36:40 PM
3021 | 4500-NO3(I) | Nitrate in Water- Cadmium Reduction Flow Injection | APHA |  |  |  | 2/20/2007 1:19:59 PM
459005 | 4500-NO3(I) | UNKOWN | SDDENR_WQX |  |  |  | 4/25/2014 10:13:07 AM
532154 | 4500-NO3-F | SM 4500-NO3 FM | CEDEN |  |  |  | 9/28/2013 6:22:34 PM
387 | 4500-NOR(B) | Total Kjeldahl Nitrogen in Water | APHA |  |  |  | 8/12/2006 11:50:00 PM
553691 | 4500-NOR(B) | APHA | HOPTERA_WQX |  |  |  | 9/24/2014 1:07:13 PM
388 | 4500-NOR(C) | Total Kjeldahl Nitrogen in Water | APHA |  |  |  | 8/12/2006 11:50:00 PM
65275 | 4500-NOR(C) | Total Kjeldahl Nitrogen in Water | KAWNATON_WQX | null | null |  | 1/30/2014 11:56:20 AM
4608 | 4500-NORG D | Block Digestion and Flow Injection Analysis | APHA |  |  |  | 3/27/2013 8:50:00 AM
109642 | 4500-NORG D | Total Kjeldahl Nitrogen | 21FLNAPL_WQX | Analysis of Total Kjeldahl Nitrogen as performed by Collier County Lab. |  |  | 4/18/2014 9:49:17 AM
743086 | 4500-NORG E | Total Kjeldahl Nitrogen in Water | APHA |  |  |  | 12/5/2017 3:36:43 PM
4641 | 4500-NORGB | Nitrogen, organic, in Water by Macro-Kjeldahl | APHA | 4500-NorgB ~ Standard Methods ; Nitrogen, organic, in Water by Macro-Kjeldahl |  | https://www.nemi.gov/methods/method_summary/5712/ | 7/31/2013 12:00:00 AM
290973 | 4500-NorgC | TKN, colorimetry, Hach 8038 | ARMYCORPS |  |  |  | 1/4/2012 2:28:14 PM
4643 | 4500-NORG C | Nitrogen, organic, in Water by Semi-Micro-Kjeldahl Method | APHA | 4500-Norg C ~ Standard Methods ; Nitrogen, organic, in Water by Semi-Micro-Kjeldahl Method |  | https://www.nemi.gov/methods/method_summary/9745/ | 7/31/2013 12:00:00 AM
553629 | 4500-O | 4500-O | USIOUX_WQX | Temporary Place holder so that Fld/Msr data could be loaded. |  |  | 3/4/2018 7:09:13 PM
390 | 4500-O-B | Total Dissolved Oxygen by Titration- Iodometric Method | APHA |  |  |  | 8/12/2006 11:50:00 PM
5574 | 4500-O-C | Oxygen by Azide Modification | APHA (2001) | Not current version URL: https://www.nemi.gov/methods/method_summary/7389/ |  |  | 3/30/2018 2:36:40 PM
391 | 4500-O-C | Total Dissolved Oxygen by Titration- Azide Modification | APHA | 4500-O C ~ Standard Methods ; Oxygen by Azide Modification |  | https://www.nemi.gov/methods/method_summary/7389/ | 8/12/2006 11:50:00 PM
392 | 4500-O-D | Total Dissolved Oxygen by Titration- Permanganate Modification | APHA |  |  |  | 8/12/2006 11:50:00 PM
393 | 4500-O-E | Total Dissolved Oxygen by Titration- Alum Flocculation Modification | APHA |  |  |  | 8/12/2013 11:50:00 PM
394 | 4500-O-F | Total Dissolved Oxygen by Titration- Copper/Sulfate-Sulfamic Acid Flocculation Modification | APHA |  |  |  | 8/12/2013 11:50:00 PM
395 | 4500-O-G | Total Dissolved Oxygen by Membrane Electrode Method | APHA | 4500-O G ~ Standard Methods ; Oxygen by Membrane Electrode Method |  | https://www.nemi.gov/methods/method_summary/9812/ | 8/12/2006 11:50:00 PM
389 | 4500-O3 | Residual Ozone by Indigo Colorimetric Method | APHA |  |  |  | 8/12/2006 11:50:00 PM
4644 | 4500-O3 B | Ozone by Indigo Colorimetric Method | APHA | 4500-O3 B ~ Standard Methods ; Ozone by Indigo Colorimetric Method |  | https://www.nemi.gov/methods/method_summary/9892/ | 7/31/2013 12:00:00 AM
561752 | 4500-P | Phosphorus | R10MIDNITE |  |  |  | 4/1/2015 6:25:42 PM
742597 | 4500-P | Phosphorus in water and wastewater | APHA | https://beta-static.fishersci.com/content/dam/fishersci/en_US/documents/programs/scientific/technical-documents/white-papers/apha-phosphates-standard-methods-white-paper.pdf |  |  | 10/13/2017 1:27:40 PM
4645 | 4500-P B | Phosphorus, sample preparation method | APHA | 4500-P B ~ Standard Methods ; Phosphorus, sample preparation method |  | https://www.nemi.gov/methods/method_summary/9815/ | 7/31/2013 12:00:00 AM
532792 | 4500-P-B,D | 4500-P-B,D | TAOSPBLO_WQX | GS Supplied to allow spreadsheets to load |  |  | 4/3/2018 9:06:26 PM
396 | 4500-P-C | Phosphorus in Water by Vanadomolybdophosphoric Acid Colorimetry | APHA |  |  |  | 8/12/2006 11:50:00 PM
397 | 4500-P-D | Phosphorus in Water by Stannous Chloride Titration | APHA |  |  |  | 8/12/2006 11:50:00 PM
5576 | 4500-P-E | Phosphorus by Ascorbic Acid | APHA (1999) | Not current version URL: https://www.nemi.gov/methods/method_summary/7436/ |  |  | 3/30/2018 2:36:40 PM
5575 | 4500-P-E | Phosphorus by Ascorbic Acid | APHA (1997) | Not current version URL: https://www.nemi.gov/methods/method_summary/7436/ |  |  | 3/30/2018 2:36:40 PM
65254 | 4500-P-E | Phosphorus in Water by Colorimetry- Ascorbic Acid | KAWNATON_WQX | null | null |  | 1/30/2014 11:56:19 AM
398 | 4500-P-E | Phosphorus in Water by Colorimetry- Ascorbic Acid Method | APHA | 4500-P E ~ Standard Methods ; Phosphorus by Ascorbic Acid |  | https://www.nemi.gov/methods/method_summary/7436/ | 8/12/2006 11:50:00 PM
532704 | 4500-P-E | Phosphorus in Water by Colorimetry- Ascorbic Acid Method | IDEQ_WQX |  |  |  | 1/14/2014 12:05:48 PM
553692 | 4500-P-E | APHA | HOPTERA_WQX |  |  |  | 9/24/2014 1:07:37 PM
5577 | 4500-P-F | Phosphorus by Automated Ascorbic Acid Reduction | APHA (2011) |  |  | https://www.nemi.gov/methods/method_summary/7420/ | 3/30/2018 2:36:40 PM
399 | 4500-P-F | Phosphorus in Water by Colorimetry Automated Ascorbic Acid Method | APHA | 4500-P F ~ Standard Methods ; Phosphorus by Automated Ascorbic Acid Reduction |  | https://www.nemi.gov/methods/method_summary/7420/ | 8/12/2006 11:50:00 PM
3167 | 4500-P-G | Manual Digestion and Flow Injection Analysis for Orthophosphate | APHA_SM21ED |  |  |  | 5/21/2009 1:49:21 PM
3055 | 4500-P-H | Manual Digestion and Flow Injection Analysis for Total Phosphorus | APHA |  |  |  | 8/29/2007 11:24:11 AM
530447 | 4500-P-I | In-line UV/Persulfate Digestion and Flow Injection Analysis for Total Phosphorus | MNPCA |  |  |  | 6/5/2014 1:18:49 PM
5271 | 4500-P-I | In-line UV/Persulfate Digestion and Flow Injection Analysis for Total Phosphorus | APHA | URL: (page 19 on pdf): http://www.lachatinstruments.com/download/LL022-Rev-7.pdf |  |  | 6/19/2014 7:00:00 AM
532761 | 4500-P-I | In-line UV/Persulfate Digestion and Flow Injection Analysis for Total Phosphorus | MNPCA_AGW |  |  |  | 6/3/2014 6:45:31 PM
553413 | 4500-P-I (F) | In-line UV/Persulfate Digestion and Flow Injection Analysis for Total Phosphorus (F) | MNPCA |  |  |  | 2/1/2019 11:05:24 AM
743483 | 4500-P-I (F) | In-line UV/Persulfate Digestion and Flow Injection Analysis for Total Phosphorus (F) | MNPCA_BIO |  |  |  | 3/1/2018 1:43:28 PM
553458 | 4500-P-I (F) | In-line UV/Persulfate Digestion and Flow Injection Analysis for Total Phosphorus (F) | MNPCA_AGW |  |  |  | 2/1/2019 12:01:11 PM
742596 | 4500-P-J | APHA | UAEFMD_WQX |  |  |  | 10/13/2017 7:29:38 AM
3041 | 4500-P-J | Persulfate Method for Simultaneous Determination of Total Nitrogen and Total Phosphorus | APHA |  |  |  | 5/15/2007 1:14:00 PM
733473 | 4500-P-J-4500-NO3-F | Kjeldahl N by Persulfate method for Simultaneous Determination of Total N minus NO3 in Water - Automated Cd Reduction | MNPCA |  |  |  | 2/1/2019 10:38:56 AM
229686 | 4500-PF | STANDARD METHODS - 4500-PF- ORTHO PHOSPHORUS | 21FLWPB_WQX |  |  |  | 11/19/2018 4:04:01 PM
4646 | 4500-S-2 E | Sulfide in Water Gas Dialysis, Automated Methylene Blue Method | APHA | 4500-S-2 E ~ Standard Methods ; Sulfide in Water Gas Dialysis, Automated Methylene Blue Method |  | https://www.nemi.gov/methods/method_summary/9827/ | 7/31/2013 12:00:00 AM
4647 | 4500-S-2 F | Sulfide in Water by Iodometric Method | APHA | 4500-S-2 F ~ Standard Methods ; Sulfide in Water by Iodometric Method |  | https://www.nemi.gov/methods/method_summary/9826/ | 7/31/2013 12:00:00 AM
400 | 4500-S2(D) | Sulfide in Water by Spectrophotometry | APHA | 4500-S2- D ~ Standard Methods ; Sulfide by Methylene Blue |  | https://www.nemi.gov/methods/method_summary/7418/ | 8/12/2006 11:50:00 PM
401 | 4500-S2(E) | Sulfide in Water by Titration | APHA |  |  |  | 8/12/2006 11:50:00 PM
402 | 4500-S2(F) | Sulfide by Calculation | APHA | 4500-S2- F ~ Standard Methods ; Sulfide by Iodometry |  | https://www.nemi.gov/methods/method_summary/9886/ | 8/12/2006 11:50:00 PM
558831 | 4500-S2(F)-20 | APHA Method 4500-S2(F) Sulfide by Calculation | R10BOOMSNUB | Possibly a variation of APHA Method 4500-S2(F) Sulfide by Calculation or possibly Sulfide, Iodometric 20th Ed. | 4500-S2(F) |  | 12/5/2014 12:45:05 PM
403 | 4500-S2(G) | Sulfide in Water by Ion-Selective Electrode Method | APHA | 4500-S2- G ~ Standard Methods ; Sulfide by Ion-Selective Electrode |  | https://www.nemi.gov/methods/method_summary/7419/ | 8/12/2006 11:50:00 PM
4605 | 4500-S2(I) | Sulfide by Distillation, Methylene Blue Flow Injection Analysis Method | APHA |  |  |  | 2/19/2013 11:29:46 AM
4606 | 4500-S2(J) | Sulfide by Acid-Volatile Analysis | APHA |  |  |  | 2/19/2013 11:29:46 AM
404 | 4500-SI(B) | Silica in Water by FLAA | APHA |  |  |  | 8/12/2006 11:50:00 PM
405 | 4500-SI(C) | Silica in Water by Gravimetric Analysis | APHA |  |  |  | 8/12/2006 11:50:00 PM
406 | 4500-SI(D) | Silica in Water by Spectrophotometry- Molybdosilicate Method | APHA |  |  |  | 8/12/2006 11:50:00 PM
407 | 4500-SI(E) | Silica in Water by Spectrophotometry- Heteropoly Blue Method | APHA |  |  |  | 8/12/2006 11:50:00 PM
408 | 4500-SI(F) | Silica in Water by Automated Colorimetry | APHA |  |  |  | 8/12/2006 11:50:00 PM
409 | 4500-SI(G) | Silica in Water by ICP | APHA |  |  |  | 8/12/2006 11:50:00 PM
4648 | 4500-SIO2 C | Silica by Molybdosilicate Method | APHA | 4500-SiO2 C ~ Standard Methods ; Silica by Molybdosilicate Method | 1 | https://www.nemi.gov/methods/method_summary/7411/ | 7/31/2013 12:00:00 AM
4649 | 4500-SIO2 D | Silica by Heteropoly Blue Method | APHA | 4500-SiO2 D ~ Standard Methods ; Silica by Heteropoly Blue Method |  | https://www.nemi.gov/methods/method_summary/7412/ | 7/31/2013 12:00:00 AM
4650 | 4500-SIO2 E | Silica, Automated Method for Molybdate-Reactive Silica | APHA | 4500-SiO2 E ~ Standard Methods ; Silica, Automated Method for Molybdate-Reactive Silica |  | https://www.nemi.gov/methods/method_summary/7437/ | 7/31/2013 12:00:00 AM
3184 | 4500-SIO2(F) | Silica by Flow Injection Analysis for Molybdate-Reactive Silicate | APHA | 4500-SiO2 F ~ Standard Methods ; Silicate, Flow Injection Analysis for Molybdate-Reactive Silicate |  | https://www.nemi.gov/methods/method_summary/7413/ | 5/3/2013 12:10:09 PM
3143 | 4500-SIO2-C | Silica Molybdosilicate Method | APHA_SM20ED |  | 1 |  | 3/14/2008 2:45:00 PM
410 | 4500-SO3(B) | Sulfite in Water by Titration | APHA |  |  |  | 8/12/2006 11:50:00 PM
411 | 4500-SO3(C) | Sulfite in Water by Colorimetry | APHA |  |  |  | 8/12/2006 11:50:00 PM
4651 | 4500-SO32- B | Sulfite by Iodometry | APHA | 4500-SO32- B ~ Standard Methods ; Sulfite by Iodometry |  | https://www.nemi.gov/methods/method_summary/7427/ | 7/31/2013 12:00:00 AM
412 | 4500-SO4(B) | Sulfate in Water by Ion Chromatography | APHA |  |  |  | 8/12/2006 11:50:00 PM
413 | 4500-SO4(C) | Sulfate in Water by Gravimetric Analysis | APHA |  |  |  | 8/12/2006 11:50:00 PM
414 | 4500-SO4(D) | Sulfate in Water by Gravimetric Analysis | APHA |  |  |  | 8/12/2006 11:50:00 PM
415 | 4500-SO4(E) | Sulfate by Turbidimetric Analysis | APHA |  |  |  | 8/12/2006 11:50:00 PM
459089 | 4500-SO4(F) | REGRAVAN | SDDENR_WQX |  |  |  | 5/2/2012 10:22:28 AM
416 | 4500-SO4(F) | Sulfate in Water by Colorimetry | APHA |  |  |  | 8/12/2006 11:50:00 PM
5328 | 4500-SO4(G) | Sulfate in Water by Methylthymol Blue Flow Injection Analysis | APHA |  |  |  | 11/5/2015 12:41:05 PM
459015 | 4500-SO4(G) | UNKOWN | SDDENR_WQX |  |  |  | 4/25/2014 10:12:02 AM
4652 | 4500-SO42- C | Sulfate by Gravimetric Analysis with Ignition of Residue | APHA | 4500-SO42- C ~ Standard Methods ; Sulfate by Gravimetric Analysis with Ignition of Residue |  | https://www.nemi.gov/methods/method_summary/4868/ | 7/31/2013 12:00:00 AM
4653 | 4500-SO42- D | Sulfate in Water by Gravimetry with Drying of Residue | APHA | 4500-SO42- D ~ Standard Methods ; Sulfate in Water by Gravimetry with Drying of Residue |  | https://www.nemi.gov/methods/method_summary/9825/ | 7/31/2013 12:00:00 AM
257404 | 4500CL | STANDARD METHODS 4500CL - CHLORINE | 21FLWPB_WQX |  |  |  | 12/21/2016 2:28:09 PM
257399 | 4500F | STANDARD METHODS 4500F - FLUORIDE | 21FLWPB_WQX |  |  |  | 11/19/2018 4:03:47 PM
257394 | 4500H | STANDARD METHODS 4500H - pH BY PROBE | 21FLWPB_WQX |  |  |  | 12/21/2016 2:20:43 PM
257388 | 4500N | STANDARD METHODS 4500N - NITROGEN - STORET 00600 - | 21FLWPB_WQX |  |  |  | 12/21/2016 2:21:00 PM
262069 | 4500N | Total Organic Nitrogen | UTAHDWQ_WQX |  |  |  | 3/14/2016 6:43:25 PM
762667 | 4500N-C_353.2(mod) | APHA 4500 N-C (digestion) USEPA 353.2 (analysis) | NARS_WQX | This custom method uses APHA 4500 N-C for digestion and USEPA 353.2 for analysis of Total Nitrogen. The digestion is method is modified from the APHA digestion method and converts all forms of Nitrogen to nitrate., which is analyzed based on EPA method 353.2 (nitrate is converted to nitrite). |  |  | 8/24/2018 4:41:40 PM
532787 | 4500Norg B | 4500Norg B | TAOSPBLO_WQX | GS Supplied to allow spreadsheets to load |  |  | 4/3/2018 9:06:28 PM
149065 | 4500NorgC | TKN, colorimetry, Hach8038 | ARMYCORPS |  |  |  | 1/4/2012 2:28:09 PM
275077 | 4500NorgD | Kjeldahl by calc.: t. N- NO3/NO2=tkn | ARMYCORPS |  |  |  | 12/29/2011 11:11:19 AM
257389 | 4500SI | STANDARD METHODS 4500SI - SILICA | 21FLWPB_WQX |  |  |  | 11/19/2018 4:05:04 PM
566480 | 46 | SM 2320 B | CEDEN | Alkalinity by titration |  |  | 5/15/2018 11:21:29 PM
257348 | 46 | Manganese (Mn) in water | MDEDAT01_WQX |  |  |  | 5/24/2014 2:44:08 PM
63048 | 462 | Bromomethane**** | 21PA_WQX | 149-VOAWW |  |  | 10/18/2011 11:43:24 AM
63049 | 463 | 2-Butanone (MEK)**** | 21PA_WQX | 149-VOAWW |  |  | 10/18/2011 11:43:24 AM
63038 | 464 | Chloroethane**** | 21PA_WQX | 149-VOAWW |  |  | 10/18/2011 11:43:23 AM
63040 | 466 | Chloromethane**** | 21PA_WQX | 149-VOAWW |  |  | 10/18/2011 11:43:23 AM
63072 | 467 | P-CHLOROTOLULENE**** | 21PA_WQX | 149-VOAWW |  |  | 10/18/2011 11:43:25 AM
3061 | 4670 | Triazine Herbicides as Atrazine in Water By Quantitative Immunoassay, EPA SW-846 1998 | USEPA |  |  |  | 9/25/2007 11:06:32 AM
63034 | 47 | Carbon Disulfide | 21PA_WQX | 47-CARBON DISULFIDE BY NO ANALYSIS METHOD INDICATED**** | Final |  | 11/20/2014 3:23:08 PM
257333 | 47 | Zinc (Zn) in tissue/sediment | MDEDAT01_WQX |  |  |  | 5/24/2014 1:53:13 PM
63015 | 470 | 1,1-Dichloroethane**** | 21PA_WQX | 149-VOAWW |  |  | 10/18/2011 11:43:23 AM
63023 | 471 | 1,2-Dichloroethane**** | 21PA_WQX | 149-VOAWW |  |  | 10/18/2011 11:43:23 AM
63016 | 472 | 1,1-Dichloroethene | 21PA_WQX | 472-1,1-DICHLOROETHENE BY NO ANALYSIS METHOD INDICATED**** | Final |  | 11/20/2014 3:23:08 PM
63077 | 473 | TRANS-1,2-DICHLOROETHENE**** | 21PA_WQX | 149-VOAWW |  |  | 10/18/2011 11:43:25 AM
63052 | 474 | Dichloromethane**** | 21PA_WQX | 149-VOAWW |  |  | 10/18/2011 11:43:24 AM
734671 | 474 | EPA 1603M | CEDEN | Modification of Escherichia coli (E. coli) in Water by Membrane Filtration Using Modified membrane-Thermotolerant Escherichia coli Agar (Modified mTEC) |  |  | 5/15/2018 11:33:46 PM
63024 | 475 | 1,2-Dichloropropane**** | 21PA_WQX | 149-VOAWW |  |  | 10/18/2011 11:43:23 AM
63026 | 476 | 1,3-DICHLORORPROPANE**** | 21PA_WQX | 149-VOAWW |  |  | 10/18/2011 11:43:23 AM
63076 | 478 | (1,1-Dimethylethyl)benezene**** | 21PA_WQX | 149-VOAWW |  |  | 10/18/2011 11:43:25 AM
63045 | 479 | Ethylbenzene**** | 21PA_WQX | 149-VOAWW |  |  | 10/18/2011 11:43:24 AM
730264 | 48 | 48 | NTHRNUTE | This is a analytical method from EPA USGS-WRD |  |  | 4/17/2018 5:06:54 PM
301142 | 48 | 48 | SPIRITLK | 48 - is the method from the analyte ID per USGS. It is related to P00608, P00671 |  |  | 2/23/2018 7:33:56 PM
63035 | 48 | Carbon Tetrachloride | 21PA_WQX | 48-CARBON TETRACHLORIDE BY NO ANALYSIS METHOD INDICATED**** | Final |  | 11/20/2014 3:23:08 PM
257347 | 48 | Zinc (Zn) in tissue/sediment | MDEDAT01_WQX |  |  |  | 5/24/2014 2:43:47 PM
63041 | 481 | (1-Methylethyl)benzene**** | 21PA_WQX | 149-VOAWW |  |  | 10/18/2011 11:43:24 AM
63050 | 482 | 4-Methyl-2-pentanone (MIBK)**** | 21PA_WQX | 149-VOAWW |  |  | 10/18/2011 11:43:24 AM
63074 | 483 | (1-Methylpropyl)Benzene**** | 21PA_WQX | 149-VOAWW |  |  | 10/18/2011 11:43:25 AM
63055 | 485 | TETRACHLOROETHYLENE**** | 21PA_WQX | 149-VOAWW |  |  | 10/18/2011 11:43:24 AM
63012 | 487 | 1,1,1-Trichloroethane**** | 21PA_WQX | 149-VOAWW |  |  | 10/18/2011 11:43:23 AM
63059 | 488 | TRICHLOROETHYLENE BY NO ANALYSIS METHOD INDICATED**** | 21PA_WQX | 149-VOAWW |  |  | 10/18/2011 11:43:25 AM
63065 | 489 | m/p-Xylene**** | 21PA_WQX | 149-VOAWW |  |  | 10/18/2011 11:43:25 AM
586850 | 48HR_100%SMP_SURVIV | 48HR_100%SMP_SURVIV | DWH_SCRIBE1082 |  |  |  | 9/10/2011 5:23:34 PM
586851 | 48HR_12.5%SMP_SURVIV | 48HR_12.5%SMP_SURVIV | DWH_SCRIBE1082 |  |  |  | 9/10/2011 5:23:34 PM
586852 | 48HR_25%SMP_SURVIV | 48HR_25%SMP_SURVIV | DWH_SCRIBE1082 |  |  |  | 9/10/2011 5:23:34 PM
586853 | 48HR_50%SMP_SURVIV | 48HR_50%SMP_SURVIV | DWH_SCRIBE1082 |  |  |  | 9/10/2011 5:23:34 PM
586854 | 48HR_6.25%SMP_SURVIV | 48HR_6.25%SMP_SURVIV | DWH_SCRIBE1082 |  |  |  | 9/10/2011 5:23:34 PM
730263 | 49 | 49 | NTHRNUTE | This is a analytical method from EPA USGS-WRD |  |  | 4/17/2018 5:06:54 PM
566382 | 49 | SM 2540 C | CEDEN | TDS dried at 180 degrees C |  |  | 5/15/2018 11:21:03 PM
301143 | 49 | 49 | SPIRITLK | 49 - is the method from the analyte ID per USGS. It is related to P00613 |  |  | 2/23/2018 7:33:56 PM
63017 | 492 | 1,1-DICHLOROPROPENE**** | 21PA_WQX | 149-VOAWW |  |  | 10/18/2011 11:43:23 AM
131912 | 5 | Stream stage | 1119USBR_WQX | Stream stage feet |  |  | 1/9/2019 4:08:44 PM
1997 | 5 | Particulate Emissions in Air | USEPA |  |  |  | 8/12/2006 11:50:00 PM
734659 | 5-128 | SOP 5-128 | BATTELLE_NOR_WQX | Organochlorine Pesticides and PCBs by GC/ECD (modified 8081B/8082A) |  |  | 4/26/2017 3:22:36 PM
110084 | 5-128 | NOAA National Status And Trends Methods | NJDEP_BMWM |  |  |  | 1/13/2011 10:10:16 AM
110085 | 5-157 | NOAA National Status And Trends Methods | NJDEP_BMWM |  |  |  | 1/13/2011 10:10:17 AM
734660 | 5-157 | SOP 5-157 | BATTELLE_NOR_WQX | Semivolitile Organic Compounds by GC/MS (modified 8270D) |  |  | 4/26/2017 3:22:36 PM
417 | 5.6 | Enteric Viruses | APHA |  |  |  | 8/12/2006 11:50:00 PM
257329 | 50 | Copper (Cu) in tissue/sediment | MDEDAT01_WQX |  |  |  | 5/24/2014 1:53:13 PM
301130 | 50 | 50 | SPIRITLK | 50 - is the method from the analyte ID per USGS. It is related to P62360, P70953 |  |  | 2/23/2018 7:33:56 PM
1023 | 500 | Total Particulates by Gravimetric Technique | NIOSH |  |  |  | 8/12/2006 11:50:00 PM
741085 | 500-Organism (Sub Sa | 500-Organism (Sub Sample) | AZDEQ_SW |  |  |  | 10/26/2017 12:50:10 PM
1024 | 5000 | Carbon Black by Gravimetric Technique | NIOSH |  |  |  | 8/12/2006 11:50:00 PM
5101 | 500001 | Atrazine by Immunoassay, Magnetic Particle | ABRAXIS LLC | 500001 ~ Abraxis ; Atrazine by Immunoassay, Magnetic Particle |  | https://www.nemi.gov/methods/method_summary/9248/ | 7/31/2013 12:00:00 AM
5102 | 500007 | Atrazine by Immunoassay, High Sensitivity, Magnetic Particle | ABRAXIS LLC | 500007 ~ Abraxis ; Atrazine by Immunoassay, High Sensitivity, Magnetic Particle |  | https://www.nemi.gov/methods/method_summary/9245/ | 7/31/2013 12:00:00 AM
5103 | 500021 | Acetochlor by Immunoassay, Magnetic Particle | ABRAXIS LLC | 500021 ~ Abraxis ; Acetochlor by Immunoassay, Magnetic Particle |  | https://www.nemi.gov/methods/method_summary/9249/ | 7/31/2013 12:00:00 AM
5104 | 500061 | Metolachlor by Immunoassay, Magnetic Particle | ABRAXIS LLC | 500061 ~ Abraxis ; Metolachlor by Immunoassay, Magnetic Particle |  | https://www.nemi.gov/methods/method_summary/9251/ | 7/31/2013 12:00:00 AM
5105 | 500065 | Metolachlor by Immunoassay, Microtiter Plate | ABRAXIS LLC | 500065 ~ Abraxis ; Metolachlor by Immunoassay, Microtiter Plate |  | https://www.nemi.gov/methods/method_summary/11355/ | 7/31/2013 12:00:00 AM
5106 | 500071 | Alachlor by Immunoassay, Magnetic Particle | ABRAXIS LLC | 500071 ~ Abraxis ; Alachlor by Immunoassay, Magnetic Particle |  | https://www.nemi.gov/methods/method_summary/9243/ | 7/31/2013 12:00:00 AM
5107 | 500076 | Alachlor by Immunoassay, Microtiter Plate | ABRAXIS LLC | 500076 ~ Abraxis ; Alachlor by Immunoassay, Microtiter Plate |  | https://www.nemi.gov/methods/method_summary/9257/ | 7/31/2013 12:00:00 AM
5108 | 500081 | Glyphosate by Immunoassay, Magnetic Particle | ABRAXIS LLC | 500081 ~ Abraxis ; Glyphosate by Immunoassay, Magnetic Particle |  | https://www.nemi.gov/methods/method_summary/9244/ | 7/31/2013 12:00:00 AM
5109 | 500086 | Glyphosate by Immunoassay, Microtiter Plate | ABRAXIS LLC | 500086 ~ Abraxis ; Glyphosate by Immunoassay, Microtiter Plate |  | https://www.nemi.gov/methods/method_summary/9253/ | 7/31/2013 12:00:00 AM
5110 | 500090 | PBDEs in water by Immunoassay, Magnetic Particle | ABRAXIS LLC | 500090 ~ Abraxis ; PBDEs in water by Immunoassay, Magnetic Particle |  | https://www.nemi.gov/methods/method_summary/9513/ | 7/31/2013 12:00:00 AM
1025 | 5001 | 2,4-D by HPLC/UV | NIOSH |  |  |  | 8/12/2006 11:50:00 PM
1026 | 5002 | Warfarin by HPLC/UV | NIOSH |  |  |  | 8/12/2006 11:50:00 PM
5111 | 500201 | Pyrethroid by Immunoassay, Magnetic Particle | ABRAXIS LLC | 500201 ~ Abraxis ; Pyrethroid by Immunoassay, Magnetic Particle |  | https://www.nemi.gov/methods/method_summary/9252/ | 7/31/2013 12:00:00 AM
5112 | 50020B | Spinosyn in water by Immunoassay, Coated Tube | ABRAXIS LLC | 50020B ~ Abraxis ; Spinosyn in water by Immunoassay, Coated Tube |  | https://www.nemi.gov/methods/method_summary/9631/ | 7/31/2013 12:00:00 AM
1027 | 5003 | Paraquat by HPLC/UV | NIOSH |  |  |  | 8/12/2006 11:50:00 PM
1028 | 5004 | Hydroquinone by HPLC | NIOSH |  |  |  | 8/12/2006 11:50:00 PM
1029 | 5005 | Thiram by HPLC/UV | NIOSH |  |  |  | 8/12/2006 11:50:00 PM
5113 | 500501 | Penoxsulam by Immunoassay, Magnetic Particle | ABRAXIS LLC | 500501 ~ Abraxis ; Penoxsulam by Immunoassay, Magnetic Particle |  | https://www.nemi.gov/methods/method_summary/11356/ | 7/31/2013 12:00:00 AM
5114 | 500511 | Fluridone by Immunoassay, Magnetic Particle | ABRAXIS LLC | 500511 ~ Abraxis ; Fluridone by Immunoassay, Magnetic Particle |  | https://www.nemi.gov/methods/method_summary/11353/ | 7/31/2013 12:00:00 AM
1030 | 5006 | Carbaryl by Visible Absorption Spec. | NIOSH |  |  |  | 8/12/2006 11:50:00 PM
1031 | 5007 | Rotenone by HPLC/UV | NIOSH |  |  |  | 8/12/2006 11:50:00 PM
1032 | 5008 | Pyrethrum by HPLC/UV | NIOSH |  |  |  | 8/12/2006 11:50:00 PM
1033 | 5009 | Benzoyl Peroxide by HPLC/UV | NIOSH |  |  |  | 8/12/2006 11:50:00 PM
1034 | 5010 | Bromoxynil and Bromoxynil Octanoate | NIOSH |  |  |  | 8/12/2006 11:50:00 PM
1035 | 5011 | Ethylene Thiourea by Visible Absorption | NIOSH |  |  |  | 8/12/2006 11:50:00 PM
1036 | 5012 | EPN by GC/FPD | NIOSH |  |  |  | 8/12/2006 11:50:00 PM
1037 | 5013 | Dyes, Benzidine, o-Tolidine, o-Dianisidi | NIOSH |  |  |  | 8/12/2006 11:50:00 PM
1038 | 5014 | Chlorinated Terphenyl by GC/ECD | NIOSH |  |  |  | 8/12/2006 11:50:00 PM
1039 | 5016 | Strychnine by HPLC/UV | NIOSH |  |  |  | 8/12/2006 11:50:00 PM
1040 | 5017 | Dibutyl Phosphate by GC/FPD | NIOSH |  |  |  | 8/12/2006 11:50:00 PM
1041 | 5018 | 2,4,7-Trinitrofluoren-9-one HPLC/UV | NIOSH |  |  |  | 8/12/2006 11:50:00 PM
1042 | 5019 | Azelaic Acid by GC/FID | NIOSH |  |  |  | 8/12/2006 11:50:00 PM
1998 | 502.1 | Volatile Halogenated Organics | USEPA |  |  |  | 8/12/2006 11:50:00 PM
558640 | 502.2 | VOCs in Water by GC/PID/ELCD | R10BOOMSNUB | EPA Method 502.2 Volatile Organic Compounds in Water by GC/PID/ELCD |  |  | 12/5/2014 1:36:56 PM
5010 | 502.2 (BY ELCD) | VOCs in Water by GC/PID/ELCD | USEPA | 502.2 (by ELCD) ~ EPA-NERL ; VOCs in Water by GC/PID/ELCD |  | https://www.nemi.gov/methods/method_summary/4827/ | 7/31/2013 12:00:00 AM
5011 | 502.2 (BY PID) | VOCs in Water by GC/PID/ELCD | USEPA | 502.2 (by PID) ~ EPA-NERL ; VOCs in Water by GC/PID/ELCD |  | https://www.nemi.gov/methods/method_summary/4798/ | 7/31/2013 12:00:00 AM
1999 | 502.2(ELCD) | Volatile Organic Compounds in Water | USEPA |  |  |  | 8/12/2006 11:50:00 PM
2000 | 502.2(PID) | Volatile Organic Compounds in Water | USEPA |  |  |  | 8/12/2006 11:50:00 PM
1043 | 5020 | Phthalates by GC/FID | NIOSH |  |  |  | 8/12/2006 11:50:00 PM
2001 | 5021 | VOC Using Equilibrium Headspace Analysis | USEPA |  |  |  | 8/12/2006 11:50:00 PM
1044 | 5021 | o-Terphenyl by Gas Chromatography | NIOSH |  |  |  | 8/12/2006 11:50:00 PM
3080 | 5021A | VOC Using Equilibrium Headspace Analysis Rev1, 6/2003 | USEPA |  |  |  | 11/23/2011 9:50:48 AM
1045 | 5022 | Arsenic, organo- | NIOSH |  |  |  | 8/12/2006 11:50:00 PM
1046 | 5025 | Chlorinated Diphenyl Oxide by GC/ECD | NIOSH |  |  |  | 8/12/2006 11:50:00 PM
1047 | 5026 | Mineral Oil Mist by Infrared Spec. | NIOSH |  |  |  | 8/12/2006 11:50:00 PM
1048 | 5027 | Ribavirin by HPLC/UV | NIOSH |  |  |  | 8/12/2006 11:50:00 PM
1049 | 5029 | 4,4'-Methylenedianiline by HPLC | NIOSH |  |  |  | 8/12/2006 11:50:00 PM
2002 | 503.1 | Volatile Aromatics in Water by GC | USEPA |  |  |  | 8/12/2006 11:50:00 PM
1050 | 5030 | Cyanuric Acid by HPLC/UV | NIOSH |  |  |  | 8/12/2006 11:50:00 PM
5012 | 5030C | Purge-and-Trap for Aqueous Samples | USEPA | 5030C ~ EPA-RCA ; Purge-and-Trap for Aqueous Samples |  | https://www.nemi.gov/methods/method_summary/10354/ | 7/31/2013 12:00:00 AM
2003 | 5031 | Volatiles by Azeotropic Distillation | USEPA |  |  |  | 8/12/2006 11:50:00 PM
1051 | 5031 | Aspartamine by HPLC/UV | NIOSH |  |  |  | 8/12/2006 11:50:00 PM
2004 | 5032 | Volatiles by Vacuum Distillation | USEPA |  |  |  | 8/12/2006 11:50:00 PM
1052 | 5032 | Pentamidine Isethionate by HPLC | NIOSH |  |  |  | 8/12/2006 11:50:00 PM
1053 | 5033 | p-Nitroaniline by HPLC | NIOSH |  |  |  | 8/12/2006 11:50:00 PM
1054 | 5034 | Tributyl Phosphate by GC/FPD | NIOSH |  |  |  | 8/12/2006 11:50:00 PM
1055 | 5035 | Super Absorbent Polymers by ICP | NIOSH |  |  |  | 8/12/2006 11:50:00 PM
1056 | 5036 | Trimellitic Anhydride by GC/FID | NIOSH |  |  |  | 8/12/2006 11:50:00 PM
1057 | 5037 | Triorthocresyl Phosphate GC/FPD | NIOSH |  |  |  | 8/12/2006 11:50:00 PM
1058 | 5038 | Triphenyl Phosphate GC/FPD | NIOSH |  |  |  | 8/12/2006 11:50:00 PM
1059 | 5039 | Chlorinated Camphene by GC/ECD | NIOSH |  |  |  | 8/12/2006 11:50:00 PM
2005 | 504 | EDB and DBCP in Water by GC | USEPA |  |  |  | 8/12/2006 11:50:00 PM
2006 | 504.1 | EDB, DBCP and 123TCP in Water by GC | USEPA | 504.1 ~ EPA-OGWDW/TSC ; EDB,DCBP, and 123TCP in Water Using GCECD |  | https://www.nemi.gov/methods/method_summary/4825/ | 8/12/2006 11:50:00 PM
2007 | 5040A | Analysis of VOST Sorbent Cartridges | USEPA |  |  |  | 8/12/2006 11:50:00 PM
2008 | 5041 | Analysis of Sorbent Cartridges | USEPA |  |  |  | 8/12/2006 11:50:00 PM
2009 | 5041A | Desorption of Sorbent Cartridge by GC/MS | USEPA |  |  |  | 8/12/2006 11:50:00 PM
734663 | 5042 | SM 5540 C | CEDEN | Anionic Surfactants as Methyl Blue Active Substances |  |  | 5/15/2018 11:22:11 PM
741475 | 505 | 505 | INSTOR_WQX |  |  |  | 5/2/2018 11:46:27 AM
2010 | 505 | Organohalide Pesticides and PCB in Water | USEPA | 505 ~ EPA-NERL ; Pesticides and PCBs in Water GC-ECD |  | https://www.nemi.gov/methods/method_summary/4799/ | 8/12/2006 11:50:00 PM
2011 | 506 | Phthalate and Adipate Esters in Water | USEPA | 506 ~ EPA-NERL ; Phthalate and Adipate Esters in Water by GCPID |  | https://www.nemi.gov/methods/method_summary/4800/ | 8/12/2006 11:50:00 PM
2012 | 507 | Nitrogen and Phosphorus Pesticides | USEPA | 507 ~ EPA-TSC/NERL ; Pesticides in Water Using GCNPD |  | https://www.nemi.gov/methods/method_summary/4801/ | 8/12/2006 11:50:00 PM
742607 | 507 | Neutral Extractable Pesticides | COEOMAHA_WQX |  |  |  | 1/10/2019 10:09:23 AM
553678 | 507 | USEPA | HOPTERA_WQX |  |  |  | 9/24/2014 12:55:43 PM
5287 | 507 | Biochemical Oxygen Demand (BOD(5)) | APHA_SM19ED | Standard Methods (19th ed.) 507 (dissolved oxygen depletion) mg/L |  |  | 12/9/2014 7:55:50 AM
4961 | 5077 (SUSP SED COLL) | Introduction to Suspended-Sediment Sampling | USDOI/USGS | SIR-2005-5077 (Susp Sed Coll) ~ USGS ; Introduction to Suspended-Sediment Sampling |  | https://www.nemi.gov/methods/method_summary/9692/ | 7/31/2013 12:00:00 AM
2013 | 508 | Chlorinated Pesticides in Water by GC | USEPA | 508 ~ EPA-TSC/NERL ; Chlorinated Pesticides in Water Using GCECD |  | https://www.nemi.gov/methods/method_summary/4826/ | 8/12/2006 11:50:00 PM
2014 | 508.1 | Chlorinated Pest., Herb. and Organohalide | USEPA | 508.1 ~ EPA-OGWDW/TSC ; Chlorinated Pesticides, Herbicides, and Organohalides in Water by GCECD |  | https://www.nemi.gov/methods/method_summary/4802/ | 8/12/2006 11:50:00 PM
2015 | 508A | PCB Screen by Perchlorination and GC | USEPA | 508A ~ EPA-NERL ; PCBs by GCECD |  | https://www.nemi.gov/methods/method_summary/4830/ | 8/12/2006 11:50:00 PM
2016 | 509 | Ethylene Thiourea in Water by GC | USEPA | 509 ~ EPA-NERL ; Ethylene thiourea in water using GC with a N-P detector |  | https://www.nemi.gov/methods/method_summary/9792/ | 8/12/2006 11:50:00 PM
2017 | 50APP-A | Sulfur Dioxide in Atmosphere | USEPA |  |  |  | 8/12/2006 11:50:00 PM
2018 | 50APP-B | Suspended Particulate Matter | USEPA |  |  |  | 8/12/2006 11:50:00 PM
2019 | 50APP-C | Carbon Monoxide in Atmosphere - NDIR | USEPA |  |  |  | 8/12/2006 11:50:00 PM
2020 | 50APP-D | Ozone in the Atmosphere | USEPA |  |  |  | 8/12/2006 11:50:00 PM
2021 | 50APP-E | Hydrocarbons in Atmosphere | USEPA |  |  |  | 8/12/2006 11:50:00 PM
2022 | 50APP-F | NO2 in Atmosphere - Chemiluminescense | USEPA |  |  |  | 8/12/2006 11:50:00 PM
2023 | 50APP-G | Lead in Particulate Matter | USEPA |  |  |  | 8/12/2006 11:50:00 PM
2024 | 50APP-J | Suspended Particulate Matter (PM10) | USEPA |  |  |  | 8/12/2006 11:50:00 PM
551317 | 51 | Copper (Cu) in tissue/sediment | MDEDAT01_WQX |  |  |  | 5/24/2014 2:43:47 PM
5164 | 51 INVERT COLLECTION | Invertebrate Qualitative Survey Protocols for Wadable Streams and Rivers in Michigan | MI DEQ SURFACE WATER | MI DEQ #51 Invert collection ~ MI DEQ Surface Water ; Invertebrate Qualitative Survey Protocols for Wadable Streams and Rivers in Michigan |  | https://www.nemi.gov/methods/method_summary/9310/ | 7/31/2013 12:00:00 AM
2025 | 5100 | Volatile Organic Concentration in Waste | USEPA |  |  |  | 8/12/2006 11:50:00 PM
2026 | 5110 | Organic Phase Vapor Pressure in Waste | USEPA |  |  |  | 8/12/2006 11:50:00 PM
2027 | 513 | Tetrachlorodibenzo-p-dioxin in Water | USEPA |  |  |  | 8/12/2006 11:50:00 PM
566518 | 5131 | EPA 625M-NCI | CEDEN | Modification of Semivolatile Organic Compounds by Isotope Dilution GC/MS-NCI |  |  | 5/15/2018 11:32:48 PM
566423 | 5135 | SM 4500-NO3 E | CEDEN | Nitrogen in Water and Wastewater by Cadmium Reduction Method |  |  | 5/15/2018 11:23:45 PM
2028 | 515.1 | Chlorinated Acids in Water by CGC/ECD | USEPA | 515.1 ~ EPA-TSC/NERL ; Chlorinated Acids in Water by GC/ECD |  | https://www.nemi.gov/methods/method_summary/4710/ | 8/12/2006 11:50:00 PM
2029 | 515.2 | Chlorinated Acids in Water by GC | USEPA | 515.2 ~ EPA-NERL ; Chlorinated Acids in Water by GCECD |  | https://www.nemi.gov/methods/method_summary/4831/ | 8/12/2006 11:50:00 PM
3051 | 515.3 | Chlorinated Acids by GC/ECD | USEPA | 515.3 ~ EPA-OGWDW/TSC ; Chlorinated Acids by GC/ECD |  | https://www.nemi.gov/methods/method_summary/4656/ | 8/29/2007 11:24:11 AM
3212 | 515.4 | Determ of Chlor Acids by Liquid-Liquid Microextraction Derivatization and Fast Gas Chrom with Electron Capture Detection | USEPA | 515.4 ~ EPA-OGWDW/TSC ; Chlorinated Acids by GCECD |  | https://www.nemi.gov/methods/method_summary/4678/ | 1/11/2012 1:15:32 PM
5115 | 515001 | Sulfmethazine by Immunoassay, Magnetic Particle | ABRAXIS LLC | 515001 ~ Abraxis ; Sulfmethazine by Immunoassay, Magnetic Particle |  | https://www.nemi.gov/methods/method_summary/9250/ | 7/31/2013 12:00:00 AM
5116 | 515006 | Sulfamethazine by Immunoassay, Microtiter Plate | ABRAXIS LLC | 515006 ~ Abraxis ; Sulfamethazine by Immunoassay, Microtiter Plate |  | https://www.nemi.gov/methods/method_summary/11358/ | 7/31/2013 12:00:00 AM
566603 | 5155 | SM 4500-N org B | CEDEN | Nitrogen (organic) by Macro Kjeldahl Method |  |  | 5/15/2018 11:21:03 PM
5117 | 515565 | Cotinine by Immunoassay, Microtiter Plate | ABRAXIS LLC | 515565 ~ Abraxis ; Cotinine by Immunoassay, Microtiter Plate |  | https://www.nemi.gov/methods/method_summary/9928/ | 7/31/2013 12:00:00 AM
5118 | 515575 | Caffeine by Immunoassay, Microtiter Plate | ABRAXIS LLC | 515575 ~ Abraxis ; Caffeine by Immunoassay, Microtiter Plate | 1 | https://www.nemi.gov/methods/method_summary/9926/ | 7/31/2013 12:00:00 AM
5119 | 515585 | Carbamazepine by Immunoassay, Microtiter Plate | ABRAXIS LLC | 515585 ~ Abraxis ; Carbamazepine by Immunoassay, Microtiter Plate |  | https://www.nemi.gov/methods/method_summary/11362/ | 7/31/2013 12:00:00 AM
732607 | 5184 | EPA 614 | CEDEN | Determination of Organophosphorus Pesticides in Municipal and Industrial Wastewater |  |  | 5/15/2018 11:24:43 PM
733478 | 5186 | Hach Method 8190 | CEDEN | Hach Method 8190 Total Phosphorus |  |  | 5/15/2018 11:23:23 PM
551318 | 52 | Copper (Cu) in tissue/sediment | MDEDAT01_WQX |  |  |  | 5/24/2014 2:44:52 PM
5120 | 520001 | Diuron by Immunoassay, Microtiter Plate | ABRAXIS LLC | 520001 ~ Abraxis ; Diuron by Immunoassay, Microtiter Plate |  | https://www.nemi.gov/methods/method_summary/9255/ | 7/31/2013 12:00:00 AM
5121 | 520005 | Atrazine by Immunoassay, Microtiter Plate | ABRAXIS LLC | 520005 ~ Abraxis ; Atrazine by Immunoassay, Microtiter Plate |  | https://www.nemi.gov/methods/method_summary/9259/ | 7/31/2013 12:00:00 AM
5122 | 520006 | Triazine Metabolite by Immunoassay, Microtiter Plate | ABRAXIS LLC | 520006 ~ Abraxis ; Triazine Metabolite by Immunoassay, Microtiter Plate |  | https://www.nemi.gov/methods/method_summary/9931/ | 7/31/2013 12:00:00 AM
3213 | 520011 | Microcystins and Nodularins by Immunoassay, Microtiter Plate | ABRAXIS LLC | 520011 ~ Abraxis ; Microcystins and Nodularins by Immunoassay, Microtiter Plate |  | https://www.nemi.gov/methods/method_summary/9258/ | 3/6/2012 1:47:00 PM
3214 | 520012 | Microcystins in water by Immunoassay, Coated Tube | ABRAXIS LLC | 520012 ~ Abraxis ; Microcystins in water by Immunoassay, Coated Tube |  | https://www.nemi.gov/methods/method_summary/9502/ | 3/6/2012 1:47:00 PM
733488 | 520012 | Immunoassay - Microcystins | COEOMAHA_WQX |  |  |  | 3/8/2017 5:12:33 PM
743204 | 520022/23 | Abraxis Microcystins Strip Test | OREGONDEQ |  |  |  | 1/17/2019 5:45:53 PM
733490 | 520050 | Anatoxin-a in water by Receptor-Binding Assay, Microtiter Plate | ABRAXIS LLC | 520050 ~ Abraxis ; Anatoxin-a in water by Receptor-Binding Assay, Microtiter Plate http://www.abraxiskits.com/wp-content/uploads/2017/02/Anatoxin-a-Receptor-Binding-Assay-Insert-R050316.pdf |  |  | 2/16/2017 1:51:37 PM
741489 | 520060 | Abraxis ; Anatoxin-a in water by ELISA, Microtiter Plate | ABRAXIS LLC | The description is: 520060 ~ Abraxis ; Anatoxin-a in water by ELISA, Microtiter Plate URL to use: http://www.abraxiskits.com/wp-content/uploads/2017/03/Anatoxin-a-ELISA-Plate-Insert.pdf |  |  | 9/29/2017 1:48:43 PM
5013 | 521 | Nitrosamines in water by SPE and GC/MS/MS | USEPA | 521 ~ EPA-NERL ; Nitrosamines in water by SPE and GC/MS/MS |  | https://www.nemi.gov/methods/method_summary/11733/ | 7/31/2013 12:00:00 AM
742775 | 5210 | SM 4500-NH3 BC v20,21 | CEDEN | Ammonia as Nitrogen: distillation and titration |  |  | 5/15/2018 11:37:01 PM
733412 | 5210 B | BOD5 (5-Day) | 21NC03WQ |  |  |  | 1/12/2017 10:15:40 AM
5578 | 5210-B | BOD: 5-Day Test | APHA (2001) Rev 1.1 | Not current version URL: https://www.nemi.gov/methods/method_summary/5715/ |  |  | 3/30/2018 2:36:40 PM
5579 | 5210-B | BOD: 5-Day Test | APHA (2011) |  |  | https://www.nemi.gov/methods/method_summary/5715/ | 3/30/2018 2:36:40 PM
418 | 5210-B | 5-Day Biochemical Oxygen Demand | APHA | 5210B ~ Standard Methods ; BOD: 5-Day Test |  | https://www.nemi.gov/methods/method_summary/5715/ | 8/12/2006 11:50:00 PM
262050 | 5210-B_10d | SM 5210 B_10day | CEDEN |  |  |  | 9/28/2013 3:49:43 PM
419 | 5210-C | Ultimate Biochemical Oxygen Test | APHA |  |  |  | 8/12/2006 11:50:00 PM
229736 | 5210B | STANDARD METHODS 5210B - Biological Oxygen Demand - 5 Day | 21FLWPB_WQX |  |  |  | 11/19/2018 4:03:55 PM
730191 | 5214 | ASTM E1367-99 | CEDEN | Standard Guide for Conducting 10-day Static Sediment Toxicity Tests with Marine and Estuarine Amphipods |  |  | 5/16/2018 12:38:16 AM
566380 | 5216 | SM 4500-P H | CEDEN | Phosphorus: Manual Digestion and Flow Injection Analysis for Total Phosphorus |  |  | 5/15/2018 11:21:35 PM
606204 | 522 | DETERM. OF 1,4-DIOXANE BY SOLID PHASE EXTRACTION AND GAS CHROMATOGRAPHY/MASS SPECTROMETRY WITH SELECTED ION MONITORING | USEPA | 522 ~ EPA-NERL ; 1,4-Dioxane in water by SPE and GC/MS with SIM |  | https://www.nemi.gov/methods/method_summary/11734/ | 9/21/2011 6:23:27 PM
420 | 5220-B | Chemical Oxygen Demand by Titration- Open Reflux Method | APHA |  |  |  | 8/12/2006 11:50:00 PM
421 | 5220-C | Chemical Oxygen Demand by Titration- Closed Reflux Method | APHA | 5220C ~ Standard Methods ; COD by Closed Reflux, Titration |  | https://www.nemi.gov/methods/method_summary/7613/ | 8/12/2006 11:50:00 PM
422 | 5220-D | Chemical Oxygen Demand by Colorimetry- Closed Reflux | APHA | 5220D ~ Standard Methods ; Chemical Oxygen Demand |  | https://www.nemi.gov/methods/method_summary/5716/ | 8/12/2006 11:50:00 PM
5123 | 522003 | Sulfamethoxazole(SMX) by Immunoassay, Microtiter Plate | ABRAXIS LLC | 522003 ~ Abraxis ; Sulfamethoxazole(SMX) by Immunoassay, Microtiter Plate |  | https://www.nemi.gov/methods/method_summary/9241/ | 7/31/2013 12:00:00 AM
5124 | 522011 | Cylindrospermopsin in water by Immunoassay, Microtiter Plate | ABRAXIS LLC | 522011 ~ Abraxis ; Cylindrospermopsin in water by Immunoassay, Microtiter Plate |  | https://www.nemi.gov/methods/method_summary/9507/ | 7/31/2013 12:00:00 AM
3215 | 522015 | Microcystins in water by Immunoassay, Direct Monoclonal Microtiter Plate | ABRAXIS LLC | 522015 ~ Abraxis ; Microcystins in water by Immunoassay, Direct Monoclonal Microtiter Plate |  | https://www.nemi.gov/methods/method_summary/9506/ | 3/6/2012 1:47:00 PM
5125 | 52250B | Fluoroquinolone by Immunoassay, Microtiter Plate | ABRAXIS LLC | 52250B ~ Abraxis ; Fluoroquinolone by Immunoassay, Microtiter Plate |  | https://www.nemi.gov/methods/method_summary/9927/ | 7/31/2013 12:00:00 AM
5126 | 52255B | Saxitoxin in water by Immunoassay, Microtiter Plate | ABRAXIS LLC | 52255B ~ Abraxis ; Saxitoxin in water by Immunoassay, Microtiter Plate |  | https://www.nemi.gov/methods/method_summary/9512/ | 7/31/2013 12:00:00 AM
5127 | 52256B | Tylosin by Immunoassay, Microtiter Plate | ABRAXIS LLC | 52256B ~ Abraxis ; Tylosin by Immunoassay, Microtiter Plate |  | https://www.nemi.gov/methods/method_summary/9932/ | 7/31/2013 12:00:00 AM
566460 | 5226 | SM 4500-NH3 H v21 | CEDEN | Nitrogen (Ammonia): Flow Injection Analysis Method Ed 21 |  |  | 5/15/2018 11:22:03 PM
566373 | 5228 | EPA 310.2 | CEDEN | Alkalinity (Colorimetric, Automated, Methyl Orange) |  |  | 5/15/2018 11:22:22 PM
566391 | 5229 | SM 4500-N CM v21 | CEDEN | Modification of Nitrogen: Persulfate Method, Method Ed 21 |  |  | 5/15/2018 11:21:36 PM
566376 | 5230 | SM 4500-NO3 I v21 | CEDEN | Nitrogen (Nitrate): Cadmium Reduction Flow Injection Method, Method Ed 21 |  |  | 5/15/2018 11:24:12 PM
751824 | 5237 | Hach Method 10071 | CEDEN | Hach Method 10071 Total Nitrogen Test and Tube Persulfate Digestion Method |  |  | 5/15/2018 11:24:48 PM
2030 | 524.1 | Purgeable Organics in Water by GC/MS | USEPA |  |  |  | 8/12/2006 11:50:00 PM
2031 | 524.2 | Purgeable Organics in Water by CGC/MS | USEPA | 524.2 ~ EPA-NERL ; VOCs in Water Using GCMS |  | https://www.nemi.gov/methods/method_summary/4803/ | 8/12/2006 11:50:00 PM
458973 | 524.2 | UNKOWN | SDDENR_WQX |  |  |  | 6/13/2014 3:50:55 PM
508391 | 524.2 | 524.2 | INSTOR_WQX |  |  |  | 11/4/2015 11:19:51 AM
257417 | 524.2 DEQWQ | Volitiles For Water Quality | UTAHDWQ_WQX |  |  |  | 3/14/2016 3:49:39 PM
520980 | 524.20000000000005 | UNKOWN | SDDENR_WQX |  |  |  | 12/18/2012 3:51:09 PM
5014 | 524.3 | Purgeable Organic Compounds in Water by GCMS | USEPA | 524.3 ~ EPA-OGWDW/TSC ; Purgeable Organic Compounds in Water by GCMS |  | https://www.nemi.gov/methods/method_summary/10417/ | 7/31/2013 12:00:00 AM
566675 | 5244 | AXYS MLA-021 Rev 12 | CEDEN | PAHs and Alkylated PAHs in water, sediemnt and tissue. Gas chromatography/low resolution mass spectrometry (GC/LRMS), Rev 12 |  |  | 2/8/2016 6:26:51 PM
566614 | 5246 | EPA 8310 | CEDEN | Polynuclear Aromatic Hydrocarbon determination by HPLC |  |  | 3/9/2016 5:43:39 PM
736088 | 5247 | EPA 1668C | CEDEN | Chlorinated Biphenyl Congeners in Water, Soil, Sediment, Biosolids, and Tissue by HRGC/HRMS |  |  | 5/15/2018 11:25:18 PM
2032 | 525.1 | Organics in Water by Gas Chromatography | USEPA |  |  |  | 8/12/2006 11:50:00 PM
257221 | 525.2 | 525.2 | 21IND_WQX |  |  |  | 10/27/2011 7:46:22 AM
507235 | 525.2 | 525.2 | INSTOR_WQX |  |  |  | 10/31/2018 8:16:16 AM
2033 | 525.2 | Organics in Water by Gas Chromatography | USEPA | 525.2 ~ EPA-NERL ; Organics in Water Using GCMS |  | https://www.nemi.gov/methods/method_summary/4804/ | 8/12/2006 11:50:00 PM
257416 | 525.2DEQ | Semivolalitiles for DEQ | UTAHDWQ_WQX |  |  |  | 3/14/2016 5:09:32 PM
743428 | 5252 | UCD-SIF-EASU01.1 | CEDEN | UCD-SIF SOP Overview of EA-IRMS Process with Respect to Sulfur |  |  | 3/6/2018 11:33:44 PM
743429 | 5253 | USGS RSIL Sec. C, ch.5 | CEDEN | Methods of the Reston Stable Isotope Laboratory (slightly revised from version 1.1 released in 2007): Section C: Chapter 5: Determination of the d15N and d13C of Total Nitrogen and Carbon in Solids; RSIL Lab Code 1832 |  |  | 3/6/2018 11:33:44 PM
732835 | 5255 | SM 4500-NH3 D | CEDEN | Ammonia by Ion-selective electrode method |  |  | 5/15/2018 11:22:03 PM
5015 | 526 | SVOCs in Water by GCMS | USEPA | 526 ~ EPA-OGWDW/TSC ; SVOCs in Water by GCMS |  | https://www.nemi.gov/methods/method_summary/4676/ | 7/31/2013 12:00:00 AM
741007 | 5260 | UCD-GC_dilutus | CEDEN | Granite Canyon Lab chronic toxicity test utilizing Chironomus dilutus with survival and ash-free dry weight endpoints. |  |  | 5/15/2018 11:38:22 PM
566685 | 5262 | METH011.00 | CEDEN | Dissolved Organic Carbon, BOG/USGS |  |  | 5/15/2018 11:23:13 PM
732608 | 5265 | SM 4500-NH3 B,C v19 | CEDEN | Ammonia as Nitrogen: Preliminary Distillation Step and Titrimetric Method, SM Edition 19 |  |  | 5/15/2018 11:24:20 PM
5016 | 527 | Pesticides and flame retardants in water by SPE and capillary column GC/MS | USEPA | 527 ~ EPA-OGWDW/TSC ; Pesticides and flame retardants in water by SPE and capillary column GC/MS |  | https://www.nemi.gov/methods/method_summary/9797/ | 7/31/2013 12:00:00 AM
5017 | 528 | Phenols in Water by GC/MS | USEPA | 528 ~ EPA-NERL ; Phenols in Water by GC/MS |  | https://www.nemi.gov/methods/method_summary/4677/ | 7/31/2013 12:00:00 AM
735672 | 5281 | SM 9222 GM | CEDEN | Modification of Membrane Filter Partition Procedures for E. coli - 21st Edition |  |  | 5/15/2018 11:21:22 PM
735671 | 5282 | SM 9222 DM | CEDEN | Modification of Fecal Coliform Membrane Filter Procedure |  |  | 5/15/2018 11:22:00 PM
735674 | 5286 | WPCL SOP LC-010 | CEDEN | WPCL SOP LC-010 for the Determination of Pesticides by LC/MS/MS |  |  | 5/15/2018 11:22:43 PM
734480 | 5288 | EPA 1668CM | CEDEN | Modification of Chlorinated Biphenyl Congeners in Water, Soil, Sediment, Biosolids, and Tissue by HRGC/HRMS |  |  | 5/15/2018 11:22:34 PM
735673 | 5289 | EPA 1614AM | CEDEN | Modified Brominated diphenyl ethers in water, soil, sediment, and tissues by HRGC/HRMS (May 2010) |  |  | 5/15/2018 11:27:37 PM
5018 | 529 | Explosives and Related Compounds in Water by SPE and Capillary Column GC/MS | USEPA | 529 ~ EPA-NERL ; Explosives and Related Compounds in Water by SPE and Capillary Column GC/MS |  | https://www.nemi.gov/methods/method_summary/11731/ | 7/31/2013 12:00:00 AM
735670 | 5290 | EPA 532 | CEDEN | Determination of phenylurea compounds in drinking water by solid phase extraction and high performance liquid chromatography with UV detection |  |  | 5/15/2018 11:26:26 PM
732240 | 5292 | CCAMP_SOP_Calculation_NH3U_N | CEDEN | CCAMP SOP for Calculating Unionized Ammonia |  |  | 5/15/2018 11:21:02 PM
732239 | 5293 | CCAMP_SOP_Calculation_Summed_Analytes | CEDEN | CCAMP SOP for Calculating Summations of Analytes |  |  | 5/15/2018 11:21:06 PM
551314 | 53 | Pesticides in tissue/sediment | MDEDAT01_WQX | (a) (b) Methyl chloride extraction - sodium sulphate drying column - fluorocil column clean-up injection into GC/MS (EPA 608) Citation: Resource Monitoring Data Storage System Data Sheets Forms and Procedures |  |  | 5/24/2014 2:11:07 PM
20072 | 530 | Residue total nonfilterable (mg/L) | 21NC03WQ | RESIDUE TOTAL NONFILTRABLE (MG/L) |  |  | 10/8/2014 8:31:15 AM
744770 | 5300 | ALS SOP GEN-ASTM Rev 09 | CEDEN | ALS SOP GEN-ASTM for Total Carbon in Soil, Rev 09 |  |  | 5/15/2018 11:25:16 PM
5128 | 530001 | PCBs by Immunoassay, Higher Chlorinated, Magnetic Particle | ABRAXIS LLC | 530001 ~ Abraxis ; PCBs by Immunoassay, Higher Chlorinated, Magnetic Particle |  | https://www.nemi.gov/methods/method_summary/9261/ | 7/31/2013 12:00:00 AM
5129 | 530011 | Coplanar PCBs by Immunoassay, Microtiter Plate | ABRAXIS LLC | 530011 ~ Abraxis ; Coplanar PCBs by Immunoassay, Microtiter Plate |  | https://www.nemi.gov/methods/method_summary/9254/ | 7/31/2013 12:00:00 AM
5130 | 530021 | PCBs by Immunoassay, Lower Chlorinated, Magnetic Particle | ABRAXIS LLC | 530021 ~ Abraxis ; PCBs by Immunoassay, Lower Chlorinated, Magnetic Particle |  | https://www.nemi.gov/methods/method_summary/9242/ | 7/31/2013 12:00:00 AM
5131 | 530039 | Benzo(a)Pyrene by Immunoassay, Microtiter Plate | ABRAXIS LLC | 530039 ~ Abraxis ; Benzo(a)Pyrene by Immunoassay, Microtiter Plate |  | https://www.nemi.gov/methods/method_summary/11351/ | 7/31/2013 12:00:00 AM
734667 | 5301 | ALS SOP GEN-PSP Rev 08 | CEDEN | ALS SOP GEN-PSP for Particle Size Determination, Rev 08 |  |  | 5/15/2018 11:22:00 PM
5132 | 530111 | Triclosan by Immunoassay, Magnetic Particle | ABRAXIS LLC | 530111 ~ Abraxis ; Triclosan by Immunoassay, Magnetic Particle |  | https://www.nemi.gov/methods/method_summary/9246/ | 7/31/2013 12:00:00 AM
5133 | 530114 | Triclosan by Immunoassay, Microtiter Plate | ABRAXIS LLC | 530114 ~ Abraxis ; Triclosan by Immunoassay, Microtiter Plate |  | https://www.nemi.gov/methods/method_summary/9929/ | 7/31/2013 12:00:00 AM
2034 | 531.1 | N-Methylcarbamates in Water by HPLC | USEPA | 531.1 ~ EPA-TSC/NERL ; Carbamates in Water Using HPLC w/ Post-Column Derivitization |  | https://www.nemi.gov/methods/method_summary/4805/ | 8/12/2006 11:50:00 PM
5019 | 531.2 | N-Methylcarbamoyloximes and N-Methylcarbamates in Water by HPLC with Post Column Derivitization | USEPA | 531.2 ~ EPA-OGWDW/TSC ; N-Methylcarbamoyloximes and N-Methylcarbamates in Water by HPLC with Post Column Derivitization |  | https://www.nemi.gov/methods/method_summary/7392/ | 7/31/2013 12:00:00 AM
423 | 5310-B | Total Organic Carbon by Combustion-Infrared Method | APHA | 5310B ~ Standard Methods ; Total organic carbon by High-Temperature Combustion | 1 | https://www.nemi.gov/methods/method_summary/5717/ | 8/12/2006 11:50:00 PM
3144 | 5310-B | Total Organic Carbon by High-Temperature Combustion Method | APHA_SM20ED | https://www.nemi.gov/methods/method_summary/5717/ | 1 |  | 3/14/2008 2:45:00 PM
65264 | 5310-C | Total Organic Carbon in Water- Ultraviolet Oxidati | KAWNATON_WQX | null | null |  | 1/30/2014 11:57:35 AM
5580 | 5310-C | Total Organic Carbon by High-Temperature Combustion Method | APHA (2011) |  |  | https://www.nemi.gov/methods/method_summary/5717/ | 3/30/2018 2:36:40 PM
424 | 5310-C | Total Organic Carbon in Water- Ultraviolet Oxidation Method | APHA | 5310C ~ Standard Methods ; Total organic carbon by Persulfate-UV or Heated-Persulfate Oxidation |  | https://www.nemi.gov/methods/method_summary/5718/ | 8/12/2006 11:50:00 PM
425 | 5310-D | Total Organic Carbon in Water- Wet-Oxidation Method | APHA | 5310 D ~ Standard Methods ; TOC by Wet Oxidation |  | https://www.nemi.gov/methods/method_summary/7614/ | 8/12/2006 11:50:00 PM
110129 | 5310C | APHA Analytical Method for Total Organic Carbon (Toc) | 21FLDADE_WQX | Analytical method for TOC |  |  | 12/20/2011 2:09:56 PM
733479 | 5317 | MBAS SOP SM 4500 NH3 BC | CEDEN | MBAS SOP for Ammonia-Nitrogen |  |  | 5/15/2018 11:31:36 PM
733472 | 5318 | Hladik and Calhoun, 2012 | CEDEN | Hladik and Calhoun, "Analysis of the herbicide diuron, three diuron degradates, and six neonicotinoid insecticides in water - Method details and application to two Georgia streams", U.S. Geological Survey Scientific Investigations Report 2012-5206, 10p. |  |  | 5/15/2018 11:21:23 PM
733471 | 5319 | Hladik, et. al., 2008 | CEDEN | M.L. Hladik, et. al., "A multi-residue method for the analysis of pesticides and pesticide degradates in water using HLB solid-phase extraction and gas chromatography", Bull. Environ. Contam. Toxicol., Vol. 80(2):139-44, 2008 |  |  | 5/15/2018 11:24:53 PM
5020 | 532 | Phenylurea Compounds in Water by HPLCUV | USEPA | 532 ~ EPA-OGWDW/TSC ; Phenylurea Compounds in Water by HPLCUV |  | https://www.nemi.gov/methods/method_summary/4655/ | 7/31/2013 12:00:00 AM
426 | 5320-B | Dissolved Organic Halogen in Water | APHA |  |  |  | 8/12/2006 11:50:00 PM
732833 | 5336 | SM 4500-NO3 H | CEDEN | Nitrogen (Nitrate) Automated Hydrazine Reduction Method |  |  | 5/15/2018 11:21:14 PM
732836 | 5337 | QC 10115011A | CEDEN | Determination of Orthophosphate by Discrete Analysis. Molybdate based method. Lachat QuikChem |  |  | 5/16/2018 2:14:07 AM
751823 | 5341 | LC/MS/MS | CEDEN | Liquid chromatography-tandem mass spectrometry |  |  | 5/15/2018 11:22:10 PM
5021 | 535 (ITMS) | Chloroacetanilide and other acetamide herbicide degradates by solid phase extraction and liquid chromatography with tand | USEPA | 535 (ITMS) ~ EPA-ORD / EPA-OST ; Chloroacetanilide and other acetamide herbicide degradates by solid phase extraction and liquid chromatography with tandem mass spectrometry with Ion Trap MS |  | https://www.nemi.gov/methods/method_summary/11855/ | 7/31/2013 12:00:00 AM
5022 | 535 (TQMS) | Chloroacetanilide and other acetamide herbicide degradates by solid phase extraction and liquid chromatography with tand | USEPA | 535 (TQMS) ~ EPA-ORD / EPA-OST ; Chloroacetanilide and other acetamide herbicide degradates by solid phase extraction and liquid chromatography with tandem mass spectrometry with Triple Quadrupole MS |  | https://www.nemi.gov/methods/method_summary/11842/ | 7/31/2013 12:00:00 AM
735985 | 5362 | EPA 3010A | CEDEN | Acid Digestion of Aqueous Samples and Extracts for Total Metals for Analysis by Flame Atomic Absorption Spectroscopy (FLAA) or Inductively Coupled Plasma Spectroscopy (ICP) |  |  | 5/15/2018 11:38:04 PM
5023 | 537 | Organic contaminants in drinking water by direct aqueous injection-liquid chromatography/tandem mass spectrometry | USEPA | 537 ~ EPA-ORD / EPA-OST ; Organic contaminants in drinking water by direct aqueous injection-liquid chromatography/tandem mass spectrometry |  | https://www.nemi.gov/methods/method_summary/11844/ | 7/31/2013 12:00:00 AM
762665 | 537 Modified | 537 Modified | INSTOR_WQX |  |  |  | 8/20/2018 1:51:57 PM
734665 | 5372 | EPA 415.2 | CEDEN | Total Organic Carbon in water (UV Promoted, Persulfate Oxidation) |  |  | 5/15/2018 11:21:37 PM
5024 | 538 | Organic contaminants in drinking water by direct aqueous injection-liquid chromatography/tandem mass spectrometry | USEPA | 538 ~ EPA-ORD / EPA-OST ; Organic contaminants in drinking water by direct aqueous injection-liquid chromatography/tandem mass spectrometry |  | https://www.nemi.gov/methods/method_summary/11846/ | 7/31/2013 12:00:00 AM
551315 | 54 | Phthalate esters and petroleum hydrocarbons | MDEDAT01_WQX | Methyl chloride extraction - sodium sulphate drying - GC/MS (EPA 606) Citation: Resource Monitoring Data Storage System Data Sheets Forms and Procedures |  |  | 5/24/2014 2:11:09 PM
5134 | 540021 | Cyclodienes by Immunoassay, Microtiter Plate | ABRAXIS LLC | 540021 ~ Abraxis ; Cyclodienes by Immunoassay, Microtiter Plate |  | https://www.nemi.gov/methods/method_summary/9256/ | 7/31/2013 12:00:00 AM
5135 | 54002B | Benomyl and Carbendazim in water by Immunoassay, Microtiter Plate | ABRAXIS LLC | 54002B ~ Abraxis ; Benomyl and Carbendazim in water by Immunoassay, Microtiter Plate |  | https://www.nemi.gov/methods/method_summary/9505/ | 7/31/2013 12:00:00 AM
5136 | 54003B | 2,4-D by Immunoassay, Microtiter Plate | ABRAXIS LLC | 54003B ~ Abraxis ; 2,4-D by Immunoassay, Microtiter Plate |  | https://www.nemi.gov/methods/method_summary/9930/ | 7/31/2013 12:00:00 AM
5137 | 540041 | DDE/DDT by Immunoassay, Microtiter Plate | ABRAXIS LLC | 540041 ~ Abraxis ; DDE/DDT by Immunoassay, Microtiter Plate |  | https://www.nemi.gov/methods/method_summary/9260/ | 7/31/2013 12:00:00 AM
5138 | 54004B | 2,4-D in water by Immunoassay, Coated Tube | ABRAXIS LLC | 54004B ~ Abraxis ; 2,4-D in water by Immunoassay, Coated Tube |  | https://www.nemi.gov/methods/method_summary/9514/ | 7/31/2013 12:00:00 AM
19401 | 543 | Aldrin | 21PA_WQX | 543-ALDRIN | Final |  | 1/6/2019 10:08:55 AM
548341 | 543 | ALDRIN BY NO ANALYSIS METHOD INDICATED**** | WQXTEST | PESTF |  |  | 5/5/2014 8:44:19 AM
735981 | 5433 | SM 4500-P E, EPA 365.3 | CEDEN | Phosphorus: Ascorbic Acid Method |  |  | 5/16/2018 12:15:32 AM
735980 | 5434 | EPA 9040B | CEDEN | pH Electrometric Measurement |  |  | 5/16/2018 12:19:28 AM
566693 | 544M-MDEQ-WQ | Determination of Microcystins by LC/MS/MS - Modified | MDEQ_WQ_WQX |  |  |  | 4/13/2018 4:17:52 PM
735684 | 546 | Microcystins and Nodularins by Adda Enzyme-Linked Immunosorbent Assay | USEPA | https://www.epa.gov/dwanalyticalmethods/method-546-determination-total-microcystins-and-nodularins-drinking-water-and |  |  | 5/19/2017 2:35:01 PM
19417 | 546 | alpha-Chlordane | 21PA_WQX | 546-alpha-Chlordane | Final |  | 1/6/2019 10:08:56 AM
548367 | 546 | alpha-Chlordane**** | WQXTEST | PESTF |  |  | 5/5/2014 8:44:21 AM
751822 | 5467 | SM 4500-P BE | CEDEN | Standard Methods for the Examination of Water & Wastewater, 4500-P Phosphorus, Section B "Sample Preparation, Section E Ascorbic Acid Method (2011) |  |  | 5/15/2018 11:21:29 PM
19425 | 547 | gamma-Chlordane | 21PA_WQX | 547-gamma-Chlordane | Final |  | 1/6/2019 10:08:55 AM
2035 | 547 | Glyphosate in Drinking Water by HPLC | USEPA | 547 ~ EPA-NERL ; Glyphosate in Water Using HPLC w/ Post Column Derivitization |  | https://www.nemi.gov/methods/method_summary/4806/ | 8/12/2006 11:50:00 PM
548346 | 547 | gamma-Chlordane**** | WQXTEST | PESTF |  |  | 5/5/2014 8:44:20 AM
564531 | 547 | 547 | INSTOR_WQX |  |  |  | 4/22/2015 11:16:06 AM
751821 | 5471 | SM 10200 H | CEDEN | Standard Methods for the Examination of Water & Wastewater, 10200 Plankton, Section H Chlorophyll (2011) |  |  | 5/15/2018 11:21:13 PM
744425 | 5473 | TERC AGP | CEDEN | TERC Algal Growth Potential (AGP), Peak Chlorophyll a Achieved by Phytoplankton in Water Sample During Incubation in Lab |  |  | 5/15/2018 11:23:34 PM
262048 | 547M | EPA 547M | CEDEN |  |  |  | 9/28/2013 3:46:46 PM
2036 | 548 | Endothall in Water by Gas Chromatography | USEPA |  |  |  | 8/12/2006 11:50:00 PM
2037 | 548.1 | Endothall in Drinking Water | USEPA |  |  |  | 8/12/2006 11:50:00 PM
5025 | 548.1 (BY FID) | Endothall in Water Using GCMS | USEPA | 548.1 (by FID) ~ EPA-NERL ; Endothall in Water Using GCMS |  | https://www.nemi.gov/methods/method_summary/4832/ | 7/31/2013 12:00:00 AM
5026 | 548.1 (BY MS) | Endothall in Water Using GCMS | USEPA | 548.1 (by MS) ~ EPA-NERL ; Endothall in Water Using GCMS |  | https://www.nemi.gov/methods/method_summary/4807/ | 7/31/2013 12:00:00 AM
744432 | 5480 | Werner et al., 2008 | CEDEN | Werner, I., Irvine, C., and Foe, C., "The Effects of Wastewater-Treatment Effluent Associated Contaminants on Delta Smelt. Ammonia Toxicity Sampling and Analysis Plan", UC Davis, 2008. |  |  | 5/15/2018 11:25:41 PM
744429 | 5481 | USGS-OCRL_LC/MS/MS_Hladik_2012 | CEDEN | Hladik, M.L., Calhoun, D.L., 2012, Analysis of the herbicide diuron, three diuron degradates, and six neonicotinoid insecticides in water-Method details and application to two Georgia streams: USGS Scientific Investigations Report 2012-5206, 10 p. |  |  | 5/15/2018 11:22:17 PM
744428 | 5483 | USGS-OCRL_GC/MS_2008;2012;2011-12 | CEDEN | Hladik, et al 2008,Multi-residue method analy pest, water:Bull Env Contam/Tox,v80,p139-144; Smalling,etal2012, Occur of pesticide in water/sed,2009-10:USGS DS707, 40p; Orlando,etal, Diss pesticide Sac-San Joaq Delta/Grizzly Bay, 2011-12: USGS DS779, 24 p. |  |  | 5/15/2018 11:38:16 PM
744426 | 5484 | SIU_SOP-5.3_2007 | CEDEN | SOP 5.3 - STANDARD OPERATING PROCEDURE FOR ANALYSIS OF PESTICIDES BY GC-ECD, Lydy laboratory: Southern Illinois University, November 17,2007 |  |  | 5/15/2018 11:21:28 PM
744427 | 5485 | UCB-WL_SOP-3.1_2007 | CEDEN | SOP 3.1 - STANDARD OPERATING PROCEDURE FOR TOTAL SUSPENDED SOLIDS ANALYSIS, Weston laboratory: University of California, Berkeley, November 17,2007 |  |  | 5/15/2018 11:28:41 PM
744430 | 5487 | EPA 415.3M | CEDEN | Modification of Determination of Total Organic Carbon and Specific UV Absorbance at 254 nm in Source Water and Drinking Water. |  |  | 5/15/2018 11:22:17 PM
744431 | 5488 | USGS-OCRL_GC/MS_2008;2009 | CEDEN | Hladik, et al 2008, Multi-residue method analy pest, water:Bull Env Contam/Tox,v80,p139-144; Hladik,et al 2009, Methods of analysis: Determination of pyrethroid insecticides in water/sed: USGS Techniques/Methods book 5, chap. C2, 18 p. |  |  | 5/15/2018 11:22:17 PM
2038 | 549 | Diquat and Paraquat in Water by HPLC/UV | USEPA |  |  |  | 8/12/2006 11:50:00 PM
19410 | 549 | Endrin | 21PA_WQX | 549-ENDRIN | Final |  | 1/6/2019 10:08:55 AM
548354 | 549 | ENDRIN BY NO ANALYSIS METHOD INDICATED**** | WQXTEST | PESTF |  |  | 5/5/2014 8:44:20 AM
2039 | 549.1 | Diquat and Paraquat in Water by HPLC | USEPA |  |  |  | 8/12/2006 11:50:00 PM
3052 | 549.2 | Diquat and Paraquat in Water Using HPLC/UV | USEPA | 549.2 ~ EPA-NERL ; Diquat and Paraquat in Water Using HPLC/UV |  | https://www.nemi.gov/methods/method_summary/4808/ | 8/29/2007 11:24:11 AM
744769 | 5496 | BA-Se IC Column Separation | CEDEN | Determination of low level Se in high salinity matrices by IC-ICP-MS |  |  | 5/15/2018 11:25:13 PM
63036 | 55 | Chlorobenzene | 21PA_WQX | 55-CHLOROBENZENE BY NO ANALYSIS METHOD INDICATED**** | Final |  | 11/20/2014 3:23:08 PM
2040 | 550 | Polycyclic Aromatic Hydrocarbons by HPLC | USEPA | 550 ~ EPA-NERL ; PAHs in Water Using HPLC/UV/FL |  | https://www.nemi.gov/methods/method_summary/4782/ | 8/12/2006 11:50:00 PM
2041 | 550.1 | Polycyclic Aromatic Hydrocarbons by HPLC | USEPA | 550.1 ~ EPA-NERL ; PAHs in Water Using HPLC/UV/FL |  | https://www.nemi.gov/methods/method_summary/4783/ | 8/12/2006 11:50:00 PM
5139 | 550051 | Organophosphate and Carbamate Pesticides by Cholinesterase Inhibition, Tube | ABRAXIS LLC | 550051 ~ Abraxis ; Organophosphate and Carbamate Pesticides by Cholinesterase Inhibition, Tube |  | https://www.nemi.gov/methods/method_summary/9933/ | 7/31/2013 12:00:00 AM
5140 | 550055 | OP/Carbamate by Immunoassay, Microtiter Plate | ABRAXIS LLC | 550055 ~ Abraxis ; OP/Carbamate by Immunoassay, Microtiter Plate |  | https://www.nemi.gov/methods/method_summary/11352/ | 7/31/2013 12:00:00 AM
1060 | 5502 | Aldrin by GC/ECD | NIOSH |  |  |  | 8/12/2006 11:50:00 PM
1061 | 5503 | Polychlorobiphenyls by GC/ECD | NIOSH |  |  |  | 8/12/2006 11:50:00 PM
1062 | 5504 | Organotin Compounds (as Sn) by HPLC/GFAA | NIOSH |  |  |  | 8/12/2006 11:50:00 PM
1063 | 5506 | Polynuclear Aromatic Hydrocarbons, HPLC | NIOSH |  |  |  | 8/12/2006 11:50:00 PM
1064 | 5508 | Kepone by GC/ECD | NIOSH |  |  |  | 8/12/2006 11:50:00 PM
1065 | 5509 | 3,3-Dichlorobenzidine and Benzidine HPLC | NIOSH |  |  |  | 8/12/2006 11:50:00 PM
548342 | 551 | HEPTACHLOR EPOXIDE BY NO ANALYSIS METHOD INDICATED**** | WQXTEST | PESTF |  |  | 5/5/2014 8:44:19 AM
2042 | 551 | Chlorinated Solvents in Water by GC | USEPA |  |  |  | 8/12/2006 11:50:00 PM
19412 | 551 | Heptachlor Epoxide | 21PA_WQX | 551-HEPTACHLOR EPOXIDE | Final |  | 1/6/2019 10:08:55 AM
3145 | 551.1 | Chlorinated Compounds in Water Using GC-ECD | USEPA | 551.1 ~ EPA-OGWDW/TSC ; Chlorinated Compounds in Water Using GC-ECD |  | https://www.nemi.gov/methods/method_summary/4809/ | 5/1/2008 3:00:08 PM
1066 | 5510 | Chlordane by GC/ECD | NIOSH |  |  |  | 8/12/2006 11:50:00 PM
427 | 5510-B | Aquatic Humic Substances in Water | APHA |  |  |  | 8/12/2006 11:50:00 PM
428 | 5510-C | Aquatic Humic Substances in Water | APHA |  |  |  | 8/12/2006 11:50:00 PM
1067 | 5512 | Pentachlorophenol by HPLC/UV | NIOSH |  |  |  | 8/12/2006 11:50:00 PM
1068 | 5514 | Demeton by GC/FPD | NIOSH |  |  |  | 8/12/2006 11:50:00 PM
1069 | 5515 | Polynuclear Aromatic Hydrocarbons by GC | NIOSH |  |  |  | 8/12/2006 11:50:00 PM
1070 | 5516 | 2,4- and 2,6-Toluenediamine by HPLC/UV | NIOSH |  |  |  | 8/12/2006 11:50:00 PM
1071 | 5517 | Polychlorobenzenes by GC/ECD | NIOSH |  |  |  | 8/12/2006 11:50:00 PM
1072 | 5518 | alpha and beta Naphthylamines by GC/FID | NIOSH |  |  |  | 8/12/2006 11:50:00 PM
1073 | 5519 | Endrin by GC/ECD | NIOSH |  |  |  | 8/12/2006 11:50:00 PM
2043 | 552 | Haloacetic Acids in Water by GC | USEPA |  |  |  | 8/12/2006 11:50:00 PM
2044 | 552.1 | Haloacetic Acids in Water by GC | USEPA | 552.1 ~ EPA-NERL ; Haloacetic Acids and Dalapon in Water Using GCECD |  | https://www.nemi.gov/methods/method_summary/4784/ | 8/12/2006 11:50:00 PM
3146 | 552.2 | Haloacetic Acids and Dalapon in Water Using GCECD | USEPA | 552.2 ~ EPA-OGWDW/TSC ; Haloacetic Acids and Dalapon in Water Using GCECD |  | https://www.nemi.gov/methods/method_summary/4787/ | 5/2/2008 11:04:17 AM
5027 | 552.3REV1.0 | Haloacetic Acids and Dalapon in Drinking Water by Microextraction, Derivitization, and GC-ECD | USEPA | 552.3rev1.0 ~ EPA-OGWDW/TSC ; Haloacetic Acids and Dalapon in Drinking Water by Microextraction, Derivitization, and GC-ECD |  | https://www.nemi.gov/methods/method_summary/7229/ | 7/31/2013 12:00:00 AM
429 | 5520-B | Oil and Grease by Gravimetric Analysis | APHA | 5520 B ~ Standard Methods ; Oil and Grease by Partition-Gravimetric Method |  | https://www.nemi.gov/methods/method_summary/7608/ | 8/12/2006 11:50:00 PM
430 | 5520-C | Oil and Grease by Infrared Spectroscopy | APHA |  |  |  | 8/12/2006 11:50:00 PM
431 | 5520-D | Oil and Grease by Gravimetric Analysis | APHA |  |  |  | 8/12/2006 11:50:00 PM
432 | 5520-F | Hydrocarbons by Gravimetric Analysis | APHA |  |  |  | 8/12/2006 11:50:00 PM
1074 | 5521 | Monomeric Isocyanates by HPLC/UV | NIOSH |  |  |  | 8/12/2006 11:50:00 PM
2045 | 553(LLE) | Benzidines and Pesticides in Water | USEPA |  |  |  | 8/12/2006 11:50:00 PM
2046 | 553(LSE) | Benzidines and Pesticides in Water | USEPA |  |  |  | 8/12/2006 11:50:00 PM
433 | 5530-C | Phenols in Water by Spectrophotometry- Chloroform Extraction Method | APHA |  |  |  | 8/12/2013 11:50:00 PM
434 | 5530-D | Phenols in Water by Spectrophotometry- Direct Photometric Method | APHA |  |  |  | 8/12/2006 11:50:00 PM
19500 | 554 | Lindane | 21PA_WQX | 554-Lindane**** | Final |  | 11/20/2014 3:23:29 PM
2047 | 554 | Carbonyl Compounds in Water by HPLC | USEPA |  |  |  | 8/12/2006 11:50:00 PM
435 | 5540-C | Anionic Surfactants in Water as MBAS | APHA | 5540 C ~ Standard Methods ; Anionic Surfactants as MBAS |  | https://www.nemi.gov/methods/method_summary/7612/ | 8/12/2006 11:50:00 PM
436 | 5540-D | Nonionic Surfactants as CTAS | APHA |  |  |  | 8/12/2006 11:50:00 PM
19426 | 555 | trans-Nonachlor | 21PA_WQX | 555-TRANS-NONACHLOR | Final |  | 10/6/2018 10:06:23 AM
2048 | 555 | Chlorinated Acids in Water by HPLC | USEPA | 555 ~ EPA-NERL ; Chlorinated Acids in Water Using HPLC/UV |  | https://www.nemi.gov/methods/method_summary/4788/ | 8/12/2006 11:50:00 PM
548347 | 555 | TRANS-NONACHLOR BY NO ANALYSIS METHOD INDICATED**** | WQXTEST | PESTF |  |  | 5/5/2014 8:44:20 AM
437 | 5550-B | Tannin and Lignin by Colorimetry | APHA |  |  |  | 8/12/2006 11:50:00 PM
5028 | 556 | Carbonyls by GC/ECD | USEPA | 556 ~ EPA-TSC/NERL ; Carbonyls by GC/ECD |  | https://www.nemi.gov/methods/method_summary/4663/ | 7/31/2013 12:00:00 AM
20089 | 556 | OIL-GRSEFREON-GR MG/L | 21NC03WQ | OIL & GREASE (FREON EXTR.-GRAV METH) TOT REC MG/L |  |  | 10/7/2014 3:21:02 PM
5029 | 556.1 | Carbonyls by Fast GC/ECD | USEPA | 556.1 ~ EPA-OGWDW/TSC ; Carbonyls by Fast GC/ECD |  | https://www.nemi.gov/methods/method_summary/4662/ | 7/31/2013 12:00:00 AM
438 | 5560-B | Non-Volatile and Volatile Organic Acids | APHA |  |  |  | 8/12/2006 11:50:00 PM
5030 | 557 | Haloacetic Acids, Bromate, and Dalapon in Drinking Water by IC-ESI-MS/MS | USEPA | 557 ~ EPA-OGWDW/TSC ; Haloacetic Acids, Bromate, and Dalapon in Drinking Water by IC-ESI-MS/MS |  | https://www.nemi.gov/methods/method_summary/10621/ | 7/31/2013 12:00:00 AM
257313 | 56 | Surficial Sampling - Standard Sedimentological Procedures | MDEDAT01_WQX | (a) Surficial Sampling using Petersen-type samplers, subsamples taken on the top few centimeters, placed in plastic bags, and stored in refrigerator. (b) Standard sedimentological procedures for determination of sand-silt-clay. Grain size determined with Coulter Counter and Rapid Sediment Analyzer. Water content is calculated as the percentage of the water weight to the total weight of the wet sediment: [Wc = (Ww/Wt) x 100], where Wc = water content (%), Ww = weight of the water (g), and Wt = weight of wet sediment (g). Portions of sand, silt, and clay are determined by first pre-treating the samples with hydrochloric acid and hydrogen peroxide to remove carbonate and organic matter, respectively. Then the samples are wet sieved through a 62-um mesh to separate the sand from the mud (silt plus clay) fraction. The finer fraction is then analyzed using the pipette method to determine the silt and clay components (Blatt et. al., 1980). Each fraction is weighed, and the percentages of sand, silt, and clay determined. Citation: Resource Monitoring Data Storage System Data Sheets Forms and Procedures |  |  | 9/6/2017 9:51:18 AM
1075 | 5600 | Organophosphorus Pesticides by GC/FPD | NIOSH |  |  |  | 8/12/2006 11:50:00 PM
548349 | 561 | alpha-BHC**** | WQXTEST | PESTF |  |  | 5/5/2014 8:44:20 AM
19400 | 561 | alpha-BHC | 21PA_WQX | 561-alpha-BHC | Final |  | 1/6/2019 10:08:55 AM
19413 | 564 | Lindane | 21PA_WQX | 564-GAMMA-BHC (LINDANE) | Final |  | 1/6/2019 10:08:55 AM
548355 | 564 | GAMMA-GHC (Lindane)**** | WQXTEST | PESTF |  |  | 5/5/2014 8:44:20 AM
257340 | 57 | Box Cores Sampling - Standard Sedimentological Procedures 0 - 5 Centimeter Depth | MDEDAT01_WQX |  |  |  | 5/24/2014 1:53:12 PM
63039 | 57 | Chloroform | 21PA_WQX | 57-CHLOROFORM BY NO ANALYSIS METHOD INDICATED**** | Final |  | 11/20/2014 3:23:09 PM
1076 | 5700 | Formaldehyde On Dust by HPLC/UV | NIOSH |  |  |  | 8/12/2006 11:50:00 PM
19422 | 571 | 4,4'-DDD | 21PA_WQX | 571-4,4'-DDD | Final |  | 1/6/2019 10:08:55 AM
548362 | 571 | 4,4'-DDD**** | WQXTEST | PESTF |  |  | 5/5/2014 8:44:21 AM
439 | 5710-B | Trihalomethane Formation Potential | APHA |  |  |  | 8/12/2006 11:50:00 PM
440 | 5710-C | Trihalomethane Formation Potential | APHA |  |  |  | 8/12/2006 11:50:00 PM
441 | 5710-D | Trihalomethane Formation Potential | APHA |  |  |  | 8/12/2006 11:50:00 PM
19423 | 572 | 4,4'-DDE | 21PA_WQX | 572-4,4'-DDE | Final |  | 1/6/2019 10:08:55 AM
548343 | 572 | 4,4'-DDE**** | WQXTEST | PESTF |  |  | 5/5/2014 8:44:19 AM
19424 | 573 | 4,4'-DDT | 21PA_WQX | 573-4,4'-DDT | Final |  | 1/6/2019 10:08:55 AM
548357 | 573 | 4,4'-DDT**** | WQXTEST | PESTF |  |  | 5/5/2014 8:44:20 AM
19409 | 574 | Dieldrin | 21PA_WQX | 574-DIELDRIN | Final |  | 1/6/2019 10:08:56 AM
548358 | 574 | DIELDRIN BY NO ANALYSIS METHOD INDICATED**** | WQXTEST | PESTF |  |  | 5/5/2014 8:44:20 AM
735682 | 58 | SM 9222 B | CEDEN | Standard Total Coliform Membrane Filter Procedure |  |  | 5/15/2018 11:21:32 PM
257341 | 58 | Box Cores Sampling - Standard Sedimentological Procedures 5 - 10 Centimeter Depth | MDEDAT01_WQX |  |  |  | 9/8/2011 12:42:58 PM
5141 | 580002 | 17-B Estradiol by Immunoassay, Microtiter Plate | ABRAXIS LLC | 580002 ~ Abraxis ; 17-B Estradiol by Immunoassay, Microtiter Plate |  | https://www.nemi.gov/methods/method_summary/11365/ | 7/31/2013 12:00:00 AM
548344 | 587 | CHLORDENE BY NO ANALYSIS METHOD INDICATED**** | WQXTEST | PESTF |  |  | 5/5/2014 8:44:20 AM
19408 | 587 | Chlordene | 21PA_WQX | 587-CHLORDENE | Final |  | 10/6/2018 10:06:23 AM
548356 | 588 | O,P-DDD BY NO ANALYSIS METHOD INDICATED**** | WQXTEST | PESTF |  |  | 5/5/2014 8:44:20 AM
19419 | 588 | o,p'-DDD | 21PA_WQX | 588-O,P'-DDD | Final |  | 1/6/2019 10:08:56 AM
19420 | 589 | o,p'-DDE | 21PA_WQX | 589-O,P'-DDE | Final |  | 1/6/2019 10:08:56 AM
548359 | 589 | O,P-DDE BY NO ANALYSIS METHOD INDICATED**** | WQXTEST | PESTF |  |  | 5/5/2014 8:44:21 AM
566385 | 59 | SM 9222 D | CEDEN | Fecal Coliform Membrane Filter Procedure |  |  | 5/15/2018 11:21:10 PM
257342 | 59 | Box Cores Sampling Standard Sedimentological Procedures 10 - 15 cm | MDEDAT01_WQX |  |  |  | 9/8/2011 12:42:58 PM
19421 | 590 | o,p'-DDT | 21PA_WQX | 590-O,P'-DDT | Final |  | 1/6/2019 10:08:56 AM
548350 | 590 | O,P-DDT BY NO ANALYSIS METHOD INDICATED**** | WQXTEST | PESTF |  |  | 5/5/2014 8:44:20 AM
19499 | 591 | Kepone | 21PA_WQX | 591-KEPONE BY NO ANALYSIS METHOD INDICATED**** | Final |  | 11/20/2014 3:23:28 PM
65265 | 5910-B | UV - Absorbing Organic Compounds | KAWNATON_WQX | null | null |  | 1/30/2014 12:08:41 PM
442 | 5910-B | UV - Absorbing Organic Compounds | APHA | 5910B ~ Standard Methods ; UV-Absorbing organic constituents by Ultraviolet Absorption |  | https://www.nemi.gov/methods/method_summary/5719/ | 8/12/2006 11:50:00 PM
257426 | 5910B | UV absorption @ 254 nm | UTAHDWQ_WQX |  |  |  | 3/11/2016 1:51:44 PM
19415 | 592 | Mirex | 21PA_WQX | 592-MIREX | Final |  | 10/6/2018 10:06:23 AM
548360 | 592 | MIREX BY NO ANALYSIS METHOD INDICATED**** | WQXTEST | PESTF |  |  | 5/5/2014 8:44:21 AM
19418 | 593 | cis-Nonachlor | 21PA_WQX | 593-cis-Nonachlor | Final |  | 10/6/2018 10:06:23 AM
548351 | 593 | cis-Nonachlor**** | WQXTEST | PESTF |  |  | 5/5/2014 8:44:20 AM
548361 | 594 | OXYCHLORDANE BY NO ANALYSIS METHOD INDICATED**** | WQXTEST | PESTF |  |  | 5/5/2014 8:44:21 AM
19416 | 594 | Oxychlordane | 21PA_WQX | 594-OXYCHLORDANE | Final |  | 10/6/2018 10:06:23 AM
19402 | 595 | Arochlor 1221 | 21PA_WQX | 595-AROCHLOR 1221 | Final |  | 10/6/2018 10:06:23 AM
548352 | 595 | AROCHLOR 1221 BY NO ANALYSIS METHOD INDICATED**** | WQXTEST | PCBF |  |  | 5/5/2014 8:44:20 AM
19403 | 596 | Arochlor 1232 | 21PA_WQX | 596-AROCHLOR 1232 | Final |  | 10/6/2018 10:06:23 AM
548363 | 596 | AROCHLOR 1232 BY NO ANALYSIS METHOD INDICATED**** | WQXTEST | PCBF |  |  | 5/5/2014 8:44:21 AM
19404 | 597 | Arochlor 1242 | 21PA_WQX | 597-AROCHLOR 1242 | Final |  | 10/6/2018 10:06:23 AM
548353 | 597 | AROCHLOR 1242 BY NO ANALYSIS METHOD INDICATED**** | WQXTEST | PCBF |  |  | 5/5/2014 8:44:20 AM
548345 | 598 | AROCHLOR 1248 BY NO ANALYSIS METHOD INDICATED**** | WQXTEST | PCBF |  |  | 5/5/2014 8:44:20 AM
19405 | 598 | Arochlor 1248 | 21PA_WQX | 598-AROCHLOR 1248 | Final |  | 10/6/2018 10:06:23 AM
19406 | 599 | Arochlor 1254 | 21PA_WQX | 599-AROCHLOR 1254 | Final |  | 10/6/2018 10:06:23 AM
548348 | 599 | AROCHLOR 1254 BY NO ANALYSIS METHOD INDICATED**** | WQXTEST | PCBF |  |  | 5/5/2014 8:44:20 AM
2049 | 5A | Particulate Emissions in Air | USEPA |  |  |  | 8/12/2006 11:50:00 PM
2050 | 5B | Nonsulfuric Acid Particulate Matter | USEPA |  |  |  | 8/12/2006 11:50:00 PM
2051 | 5D | Particulate Emissions in Air | USEPA |  |  |  | 8/12/2006 11:50:00 PM
2052 | 5E | Particulate Emissions in Air | USEPA |  |  |  | 8/12/2006 11:50:00 PM
2053 | 5F | Non-Sulfate Particulate Matter in Air | USEPA |  |  |  | 8/12/2006 11:50:00 PM
2054 | 5G | Particulate Emissions in Air | USEPA |  |  |  | 8/12/2006 11:50:00 PM
2055 | 5H | Particulate Emissions in Air | USEPA |  |  |  | 8/12/2006 11:50:00 PM
131910 | 6 | Barometric pressure | 1119USBR_WQX | Barometric pressure |  |  | 2/19/2019 10:57:50 AM
566470 | 6 | EPA 160.1 | CEDEN | Total Dissolved Solids (Gravimetric dried at 180 degrees C) |  |  | 5/15/2018 11:21:01 PM
733460 | 6 | MF (APHA 9222 B) | CABEACH_WQX | MF (APHA 9222 B) |  |  | 2/25/2019 6:33:52 PM
2056 | 6 (ATM SO2) | Sulfur Dioxide from Stationary Sources | USEPA |  |  |  | 8/12/2006 11:50:00 PM
2057 | 6 (FORMALDEHYD) | Formaldehyde in Wastewater by GC | USEPA |  |  |  | 8/12/2006 11:50:00 PM
2058 | 6 (PO-210) | Polonium-210 in Soil and Air Filters | USEPA |  |  |  | 8/12/2006 11:50:00 PM
562922 | 60-21A | pH Reading of Saturated Soil Paste | R10OEA | Diagnosis and Improvement of Saline and Alkali Soils, Ch. 6, Methods for Soil Characterization (Pub. 180)http://www.ars.usda.gov/SP2UserFiles/Place/53102000/hb60_pdf/Hb60ch6.pdf |  |  | 3/3/2015 2:31:48 PM
121747 | 60-21A | pH Reading of Saturated Soil Paste | USDA |  |  |  | 3/25/2011 12:15:55 PM
606205 | 60-24 | Methods for Soil Characterization-Organic Matter | USDA |  |  |  | 10/4/2011 6:23:27 PM
1077 | 600 | Respirable Particulates by Gravimetric | NIOSH |  |  |  | 8/12/2006 11:50:00 PM
548364 | 600 | AROCHLOR 1260 BY NO ANALYSIS METHOD INDICATED**** | WQXTEST | PCBF |  |  | 5/5/2014 8:44:21 AM
19407 | 600 | Arochlor 1260 | 21PA_WQX | 600-AROCHLOR 1260 | Final |  | 10/6/2018 10:06:23 AM
3200 | 600-R-00-013 | Membrane filtration plating of coliform bacteria on MI agar | USEPA | 600-R-00-013 ~ EPA-MICRO ; Membrane filtration plating of coliform bacteria on MI agar |  | https://www.nemi.gov/methods/method_summary/5576/ | 7/23/2010 1:41:29 PM
742852 | 600/00-02 | 600/00-02 | AZDEQ_GW |  |  |  | 11/3/2017 10:17:41 AM
741069 | 600/00-02 | 600/00-02 | AZDEQ_SW |  |  |  | 9/24/2018 10:36:19 AM
261915 | 600/00-02 | GROSS ALPHA ACTIVITY METHOD 600/00-02 | 21ARIZ_WQX |  |  |  | 5/12/2016 1:26:39 AM
5312 | 600/3-79-091 | Aqueous Ammonia Equilibrium-Tabulation of Percent Un-Ionized Ammonia | USEPA |  |  |  | 6/4/2015 10:56:33 AM
5322 | 600/4-87/26 18.0 | TOTAL NITROGEN (HANDBOOK OF METHODS FOR ACID DEPOSITION STUDIES) | USEPA | http://nepis.epa.gov/Exe/ZyPURL.cgi?Dockey=30000VXM.TXT |  |  | 10/5/2015 11:52:24 AM
5323 | 600/4-87/26 22.0 | SILICA (HANDBOOK OF METHODS FOR ACID DEPOSITION STUDIES) | USEPA | http://nepis.epa.gov/Exe/ZyPURL.cgi?Dockey=30000VXM.TXT |  |  | 10/5/2015 11:52:24 AM
5304 | 600/4-87/26 5.5.1 | ANC PH (HANDBOOK OF METHODS FOR ACID DEPOSITION STUDIES) | USEPA |  |  |  | 3/9/2015 3:31:55 PM
5305 | 600/4-87/26 5.5.3 | AIR EQUILBRATED PH (HANDBOOK OF METHODS FOR ACID DEPOSITION STUDIES) | USEPA |  |  |  | 3/9/2015 3:31:55 PM
5324 | 600/4-87/26 9.0 | AMMONIUM (HANDBOOK OF METHODS FOR ACID DEPOSITION STUDIES) | USEPA | http://nepis.epa.gov/Exe/ZyPURL.cgi?Dockey=30000VXM.TXT |  |  | 10/5/2015 11:52:24 AM
529875 | 600/8-78-017 | Fecal Coliform | 21FLLEON_WQX |  |  |  | 4/12/2013 2:52:28 PM
5589 | 600/8-78/017, p124 | Fecal Coliform by Direct Membrane Filter | USEPA |  |  |  | 3/30/2018 2:36:40 PM
257447 | 600/9-78-018 | Algal Growth Potential in water | 21FLTPA_WQX | The measure of Algal Growth Potential in surface water |  |  | 3/11/2014 1:44:14 PM
262087 | 600/9-78-018 | Potential algal growth determination | 21FLCEN_WQX |  |  |  | 8/20/2014 2:04:48 PM
257406 | 600/9222-D | EPA 600/8-78-017; SM 9222 D for FCOLI | 21FLWPB_WQX | Primarily SM922D but we also include the verification steps under EPA 600/8-78-017 |  |  | 11/19/2018 4:03:51 PM
558645 | 6000/7000 | EPA 6000 and 7000 Series Methods | R10BOOMSNUB | EPA 6000 and 7000 series methods |  |  | 12/5/2014 2:19:41 PM
1078 | 6001 | Arsine | NIOSH |  |  |  | 8/12/2006 11:50:00 PM
1079 | 6002 | Phosphine by UV-VIS Spectrometer | NIOSH |  |  |  | 8/12/2006 11:50:00 PM
1080 | 6004 | Sulfur Dioxide by Ion Chromatography | NIOSH |  |  |  | 8/12/2006 11:50:00 PM
1081 | 6005 | Iodine by Ion Chromatography | NIOSH |  |  |  | 8/12/2006 11:50:00 PM
1082 | 6006 | Diborane by Plasma Emission Spectrometry | NIOSH |  |  |  | 8/12/2006 11:50:00 PM
1083 | 6007 | Nickel Carbonyl AA Graphite Furnace | NIOSH |  |  |  | 8/12/2006 11:50:00 PM
1084 | 6008 | Stibine by Visible Spectrophotometry | NIOSH |  |  |  | 8/12/2006 11:50:00 PM
1085 | 6009 | Mercury by Cold Vapor Atomic Absorption | NIOSH |  |  |  | 8/12/2006 11:50:00 PM
511133 | 600s07016 | Immunoassay Test Kits for Atrazine | EPA_R7_WQX | The verified test kits are based on colorimetric immunoassay methods, which use specific antibodies to detect and measure atrazine. The verification tests were conducted in September 2003, on surface water samples collected in South Carolina, ground water samples from an aquifer on the Missouri River, and chlorinated drinking water samples from a Battellelaboratory in Duxbury, Massachusetts. ETV verified the test kits in collaboration with the Texas Commission on Environmental Quality (CEQ); EPA Office of Prevention, Pesticides, and Toxic Substances; National Oceanic and Atmospheric Administration (NOAA); andUniversity of Missouri-Rolla. The three test kits whichprovided quantitative results were evaluated foraccuracy, precision and linearity. All four test kits wereevaluated for matrix interference, rate of false positives/negatives, method detection limit, cross-reactivity, and sample throughput. Table 2 lists the performance of the four ETV-verified immunoassay test kits for atrazine in water. Additional information is available in the full verification reports which can be found at http://www.epa.gov/etv/verifications/vcenter1-28.html. U.S. EPA, ETV Case Studies: Demonstrating Program Outcomes, Vol-ume II. EPA/600/R-06/082. September 2006. (primary source). http:// www.epa.gov/etv/pdfs/publications/600r06082/600r06082.pdf. U.S. EPA, ETV, http://www.epa.gov/etv. |  |  | 2/11/2013 3:01:35 PM
507866 | 601 | 601 | INSTOR_WQX |  |  |  | 8/7/2015 2:26:18 PM
2059 | 601 | Purgeable Halocarbons in Wastewater | USEPA | 601 ~ EPA-EAD ; Purgeable Halocarbons via GC with Electrolytic conductivity (ELCD) or microcoulometric detector |  | https://www.nemi.gov/methods/method_summary/5227/ | 8/12/2006 11:50:00 PM
19929 | 601/602 | Simultaneous Analysis for Aromatic and Chlorinated Compounds | LADEQWPD_WQX | EPA Method |  |  | 5/17/2013 7:32:04 AM
131936 | 6010 | Hydrogen Cyanide by Visible Absorption | KAWNATON_WQX | null | null |  | 1/30/2014 11:55:23 AM
1086 | 6010 | Hydrogen Cyanide by Visible Absorption | NIOSH |  |  |  | 8/12/2006 11:50:00 PM
509060 | 6010 | 6010 | INSTOR_WQX |  |  |  | 11/30/2017 1:47:15 PM
558643 | 6010 | EPA Method 6010 | R10BOOMSNUB | EPA SW-846 Method 6010 Inductively Coupled Plasma-Atomic Emission Spectrometry |  |  | 12/5/2014 2:16:05 PM
262266 | 6010 MOD | Metals, tot. recoverable, in solid samples by trace-ICP emission spectroscopy | 21FLPNS_WQX |  |  |  | 5/29/2014 9:56:56 AM
529231 | 6010A | ICP Metals in Water | USACOEND |  |  |  | 1/25/2016 5:27:01 PM
2060 | 6010A | ICP Spectroscopy | USEPA |  |  |  | 8/12/2006 11:50:00 PM
553679 | 6010B | APHA | HOPTERA_WQX |  |  |  | 9/24/2014 12:56:13 PM
107212 | 6010B | Inductively Coupled Plasma AES | MEDEP_WQX |  |  |  | 5/24/2010 4:50:24 PM
65268 | 6010B | Inductively Coupled Plasma AES | KAWNATON_WQX | null | null |  | 1/30/2014 11:58:05 AM
2061 | 6010B | Inductively Coupled Plasma AES | USEPA |  |  |  | 8/12/2006 11:50:00 PM
551297 | 6010B_TCLP | 6010B_TCLP | SALTCHUCK_WQX | Inductively Coupled Plasma AES TCLP |  |  | 5/20/2014 2:22:40 PM
562920 | 6010C | Inductively Coupled Plasma - Atomic Emission Spectroscopy (ICP-AES) | R10SUMASMOUNTAIN | Trace elements in solution by ICP AES |  |  | 3/17/2015 12:44:49 PM
3195 | 6010C | Inductively Coupled Plasma - Atomic Emission Spectroscopy (ICP-AES) | USEPA | 6010 C ~ EPA-RCA ; Trace elements in solution by ICP AES |  | https://www.nemi.gov/methods/method_summary/4712/ | 3/15/2010 8:57:46 AM
736023 | 6010D | Inductively Coupled Plasma - Optical Emission Spectrometry (ICP-OES) | USEPA | https://www.epa.gov/sites/production/files/2015-12/documents/6010d.pdf |  |  | 7/12/2017 1:44:49 PM
1087 | 6011 | Chlorine and Bromine by IC | NIOSH |  |  |  | 8/12/2006 11:50:00 PM
1088 | 6012 | Sulfuryl Fluoride by Ion Chromatography | NIOSH |  |  |  | 8/12/2006 11:50:00 PM
1089 | 6013 | Hydrogen Sulfide by Ion Chromatography | NIOSH |  |  |  | 8/12/2006 11:50:00 PM
1090 | 6014 | Nitric Oxide and Nitrogen Dioxide | NIOSH |  |  |  | 8/12/2006 11:50:00 PM
1091 | 6015 | Ammonia | NIOSH |  |  |  | 8/12/2006 11:50:00 PM
2062 | 602 | Purgeable Aromatics in Wastewater by GC | USEPA | 602 ~ EPA-EAD ; Purgeable Aromatics via GC with Photoionization Detector (PID) |  | https://www.nemi.gov/methods/method_summary/5228/ | 8/12/2006 11:50:00 PM
553420 | 602 | Purgeable Aromatics in Wastewater by GC | SELDOVIA | Purgeable Aromatics in Wastewater by GC |  |  | 8/7/2014 8:44:01 PM
67445 | 6020 | Inductively Coupled Plasma - Mass Spec. | KAWNATON_WQX | null | null |  | 1/30/2014 11:55:20 AM
109512 | 6020 | Inductively Coupled Plasma - Mass Spec. | MEDEP_WQX |  |  |  | 9/21/2010 10:56:57 AM
564662 | 6020 | 6020 | INSTOR_WQX |  |  |  | 8/20/2018 1:51:46 PM
553417 | 6020 | Inductively Coupled Plasma - Mass Spec. | SELDOVIA | Inductively Coupled Plasma - Mass Spec. |  |  | 8/7/2014 8:41:41 PM
529232 | 6020 | Priority Pollutant Metals in Water | USACOEND |  |  |  | 1/25/2016 5:27:01 PM
2063 | 6020 | Inductively Coupled Plasma - Mass Spec. | USEPA |  |  |  | 8/12/2006 11:50:00 PM
262271 | 6020 ICP MS | ICP Mass Spectrophotometry for Metals in Sediment | 21FLPNS_WQX |  |  |  | 5/29/2014 9:56:56 AM
5031 | 6020A | ICP-MS | USEPA | 6020A ~ EPA-RCA ; ICP-MS |  | https://www.nemi.gov/methods/method_summary/9186/ | 7/31/2013 12:00:00 AM
733487 | 6020B | Inductively Coupled Plasma - Mass Spectrometry, part of Test Methods for Evaluating Solid Waste | USEPA | SW-846 Test Method 6020B: Inductively Coupled Plasma - Mass Spectrometry, part of Test Methods for Evaluating Solid Waste, Physical/Chemical Methods (PDF) https://www.epa.gov/sites/production/files/2015-12/documents/6020b.pdf |  |  | 2/15/2017 2:06:15 PM
2064 | 6020_M | Inductively Coupled Plasma - Mass Spec. | USEPA |  |  |  | 8/12/2006 11:50:00 PM
2065 | 603 | Acrolein and Acrylonitrile in Wastewater | USEPA | 603 ~ EPA-EAD ; Acrolein and Acrylonitrile Purge and Trap via GC with Flame Ionization Detector (FID) |  | https://www.nemi.gov/methods/method_summary/5244/ | 8/12/2006 11:50:00 PM
5032 | 604 | Phenols in Water Using GCECD/FID | USEPA | 604 ~ EPA-EAD ; Phenols in Water Using GCECD/FID |  | https://www.nemi.gov/methods/method_summary/4789/ | 7/31/2013 12:00:00 AM
2066 | 604(A) | Phenols in Wastewater by GC/FID | USEPA |  |  |  | 8/12/2006 11:50:00 PM
2067 | 604(B) | Phenols in Wastewater by GC/ECD | USEPA |  |  |  | 8/12/2006 11:50:00 PM
2068 | 604.1 | Hexachlorophene and Dichlorophen | USEPA |  |  |  | 8/12/2006 11:50:00 PM
443 | 6040-B | Organics by Closed Loop Stripping | APHA |  | 0 |  | 8/12/2006 11:50:00 PM
444 | 6040-C | Organics in Water by Purge and Trap GC | APHA |  | 0 |  | 8/12/2006 11:50:00 PM
4654 | 6040D | Solid-Phase Microextraction (SPME) | APHA | 6040D ~ Standard Methods ; Solid-Phase Microextraction (SPME) | 0 | https://www.nemi.gov/methods/method_summary/5720/ | 7/31/2013 12:00:00 AM
262062 | 604M | EPA 604M | CEDEN |  |  |  | 9/28/2013 11:49:22 PM
2069 | 605 | Benzidines in Wastewater by HPLC | USEPA | 605 ~ EPA-EAD ; Benzidenes in Water Using HPLC/ED |  | https://www.nemi.gov/methods/method_summary/4790/ | 8/12/2006 11:50:00 PM
2070 | 606 | Phthalate Esters in Wastewater by GC | USEPA | 606 ~ EPA-EAD ; Phthalate Esters in Water by GCECD |  | https://www.nemi.gov/methods/method_summary/4791/ | 8/12/2006 11:50:00 PM
2071 | 607 | Nitrosamines in Wastewater by GC | USEPA | 607 ~ EPA-EAD ; Nitrosamines in wastewater |  | https://www.nemi.gov/methods/method_summary/5779/ | 8/12/2006 11:50:00 PM
507867 | 608 | 608 | INSTOR_WQX |  |  |  | 5/27/2016 10:17:03 AM
551984 | 608 | Organochlorine Pesticides by GC/ECD - PCBs Only | SELDOVIA | Organochlorine Pesticides by GC/ECD - PCBs Only |  |  | 7/22/2014 6:50:32 PM
2072 | 608 | Organochlorine Pesticides and PCBs by GC | USEPA | 608 ~ EPA-EAD ; Organochlorine Pesticides and PCBs via GC with Electron Capture Detector (ECD) |  | https://www.nemi.gov/methods/method_summary/5246/ | 8/12/2006 11:50:00 PM
2073 | 608.1 | Organochlorine Pesticides in Wastewater | USEPA |  |  |  | 8/12/2006 11:50:00 PM
2074 | 608.2 | Organochlorine Pesticides in Wastewater | USEPA |  |  |  | 8/12/2006 11:50:00 PM
764610 | 608.3 | Organochlorine Pesticides and PCBs by GC/HSD | USEPA |  |  |  | 2/19/2019 4:13:21 PM
262060 | 608M | EPA 608M | CEDEN |  |  |  | 9/28/2013 5:05:47 PM
5033 | 609 | Nitroaromatics and Isophorone via GC with Flame Ionization Detector (FID) and Electron Capture Detector (ECD) | USEPA | 609 ~ EPA-EAD ; Nitroaromatics and Isophorone via GC with Flame Ionization Detector (FID) and Electron Capture Detector (ECD) |  | https://www.nemi.gov/methods/method_summary/5247/ | 7/31/2013 12:00:00 AM
2075 | 609(A) | Nitroaromatics and Isopherone by GC | USEPA |  |  |  | 8/12/2006 11:50:00 PM
2076 | 609(B) | Nitroaromatics and Isophorone | USEPA |  |  |  | 8/12/2006 11:50:00 PM
2077 | 61 | Hexavalent Chromium in Stack Emissions | USEPA |  |  |  | 8/12/2006 11:50:00 PM
19965 | 610 | Ammonia nitrogen (mg/L) | 21NC03WQ | NITROGEN AMMONIA TOTAL (MG/L AS N) |  |  | 10/8/2014 8:31:17 AM
2078 | 610 | Polynuclear Aromatic Hydrocarbons by GC | USEPA | 610 ~ EPA-EAD ; Polynuclear Aromatic Hydrocarbons by GC |  | https://www.nemi.gov/methods/method_summary/4713/ | 8/12/2006 11:50:00 PM
743081 | 610 Method | HP GC w/ECD and capillary column | NJDEP_DSREH |  |  |  | 11/29/2017 6:11:07 PM
2079 | 611 | Haloethers in Wastewater by GC | USEPA | 611 ~ EPA-EAD ; Haloethers in Water by GCELCD |  | https://www.nemi.gov/methods/method_summary/4792/ | 8/12/2006 11:50:00 PM
2080 | 612 | Chlorinated Hydrocarbons by GC | USEPA | 612 ~ EPA-EAD ; Chlorinated Hydrocarbons in Water by GCECD |  | https://www.nemi.gov/methods/method_summary/4793/ | 8/12/2006 11:50:00 PM
2081 | 613 | Tetrachlorodibenzo-p-dioxin by GC/MS | USEPA | 613 ~ EPA-EAD ; Qualitative confirmation and Quantification of 2,3,7,8-TCDD via GC/MS after a screen using Method 625 |  | https://www.nemi.gov/methods/method_summary/5248/ | 8/12/2006 11:50:00 PM
2082 | 614 | Organophosphorus Pesticides I | USEPA |  |  |  | 8/12/2006 11:50:00 PM
131938 | 614 | Organophosphorus Pesticides I | KAWNATON_WQX | null | null |  | 1/30/2014 11:55:34 AM
2083 | 614.1 | Organophosphorus Pesticides II | USEPA |  |  |  | 8/12/2006 11:50:00 PM
2084 | 615 | Chlorinated Herbicides in Wastewater | USEPA |  |  |  | 8/12/2006 11:50:00 PM
2085 | 616 | C, H, O Containing Pesticides in Water | USEPA |  |  |  | 8/12/2006 11:50:00 PM
2086 | 617 | Organohalide Pesticides and PCBs | USEPA |  |  |  | 8/12/2006 11:50:00 PM
2087 | 618 | Volatile Pesticides in Water by GC | USEPA |  |  |  | 8/12/2006 11:50:00 PM
2088 | 619 | Triazine Pesticides in Wastewater | USEPA |  |  |  | 8/12/2006 11:50:00 PM
65260 | 619 | Triazine Pesticides in Wastewater | KAWNATON_WQX | null | null |  | 1/30/2014 11:55:21 AM
262036 | 619M | EPA 619M | CEDEN |  |  |  | 9/27/2013 6:09:06 PM
566375 | 62 | EPA 415.1 | CEDEN | Total Organic Carbon/Dissolved Organic Carbon (combustion or oxidation) in water |  |  | 5/15/2018 11:21:05 PM
2089 | 620 | Diphenylamine in Wastewater by GC | USEPA |  |  |  | 8/12/2006 11:50:00 PM
4655 | 6200B | Volatile organic compounds in Water by Purge and Trap Capillary-Column GC/MS Method | APHA | 6200B ~ Standard Methods ; Volatile organic compounds in Water by Purge and Trap Capillary-Column GC/MS Method |  | https://www.nemi.gov/methods/method_summary/5721/ | 7/31/2013 12:00:00 AM
4656 | 6200C | Volatile organic compounds in Water by Purge and Trap Capillary-Column GC Method | APHA | 6200C ~ Standard Methods ; Volatile organic compounds in Water by Purge and Trap Capillary-Column GC Method |  | https://www.nemi.gov/methods/method_summary/5722/ | 7/31/2013 12:00:00 AM
2090 | 621 | Carbamate Pesticides - TLC | USEPA |  |  |  | 8/12/2006 11:50:00 PM
445 | 6210-B | Volatile Organics by Purge and Trap GC | APHA |  |  |  | 8/12/2006 11:50:00 PM
446 | 6210-C | Volatile Organics by Purge and Trap GC | APHA |  |  |  | 8/12/2006 11:50:00 PM
447 | 6210-D | Volatile Organics by Purge and Trap CGC | APHA |  |  |  | 8/12/2006 11:50:00 PM
448 | 6211-B | Methane in Water by Combustable Gas | APHA |  |  |  | 8/12/2006 11:50:00 PM
449 | 6211-C | Methane in Water by Volumetric Analysis | APHA |  |  |  | 8/12/2006 11:50:00 PM
2091 | 622 | Organophosphorus Pesticides III by GC | USEPA |  |  |  | 8/12/2006 11:50:00 PM
2092 | 622.1 | Thiophosphate Pesticides in Wastewater | USEPA |  |  |  | 8/12/2006 11:50:00 PM
450 | 6220-B | Volatile Aromatic Organics in Water | APHA |  |  |  | 8/12/2006 11:50:00 PM
131940 | 6220-B | Volatile Aromatic Organics in Water | KAWNATON_WQX | null | null |  | 1/30/2014 11:55:35 AM
451 | 6220-C | Volatile Aromatic Organics in Water | APHA |  |  |  | 8/12/2006 11:50:00 PM
452 | 6220-D | Volatile Aromatic Organics in Water | APHA |  |  |  | 8/12/2006 11:50:00 PM
453 | 6220-E | Volatile Aromatic Organics in Water | APHA |  |  |  | 8/12/2006 11:50:00 PM
454 | 6230-B | Volatile Halocarbons in Water by GC | APHA |  |  |  | 8/12/2006 11:50:00 PM
455 | 6230-C | Volatile Halocarbons in Water by GC | APHA |  |  |  | 8/12/2006 11:50:00 PM
456 | 6230-D | Volatile Halocarbons in Water by GC | APHA |  |  |  | 8/12/2006 11:50:00 PM
457 | 6230-E | Volatile Halocarbons in Water by GC/MS | APHA |  |  |  | 8/12/2006 11:50:00 PM
458 | 6231-B | EDB and DBCP in Water by CGC | APHA |  |  |  | 8/12/2006 11:50:00 PM
459 | 6231-C | EDB and DBCP in Water by CGC/MS | APHA |  |  |  | 8/12/2006 11:50:00 PM
460 | 6231-D | EDB and DBCP in Water by CGC | APHA |  |  |  | 8/12/2006 11:50:00 PM
461 | 6232-B | Trihalomethanes in Water by CGC | APHA |  |  |  | 8/12/2006 11:50:00 PM
462 | 6232-C | Trihalomethanes in Water by CGC/MS | APHA |  |  |  | 8/12/2006 11:50:00 PM
463 | 6232-D | Trihalomethanes in Water by CGC | APHA |  |  |  | 8/12/2006 11:50:00 PM
464 | 6233-B | Haloacetic Acids and Trichlorphenol | APHA |  |  |  | 8/12/2006 11:50:00 PM
507834 | 624 | 624 | INSTOR_WQX |  |  |  | 5/27/2016 11:23:20 AM
551985 | 624 | Purgeable Organics by GC/MS-VOC-unpreserved | SELDOVIA | Purgeable Organics by GC/MS-VOC-unpreserved |  |  | 7/22/2014 6:50:32 PM
2093 | 624 | Purgeable Organics in Wastewater | USEPA | 624 ~ EPA-EAD ; Purgeable Organic Compounds via GC/MS |  | https://www.nemi.gov/methods/method_summary/5249/ | 8/12/2006 11:50:00 PM
2094 | 624-S | Organics in Sludge - Volatiles | USEPA |  |  |  | 8/12/2006 11:50:00 PM
764611 | 624.1 | Purgeables by GC/MS | USEPA |  |  |  | 2/19/2019 4:13:21 PM
262016 | 624DEQWQ | Volatiles for Water Quality | UTAHDWQ_WQX |  |  |  | 3/14/2016 3:49:39 PM
2095 | 625 | Base/Neutral and Acid Organics in Wastewater | USEPA | 625 ~ EPA-NERL ; Base/Neutral and Acid Organics in Wastewater |  | https://www.nemi.gov/methods/method_summary/4714/ | 8/12/2006 11:50:00 PM
553419 | 625 | Base/Neutral and Acid Organics in Wastewater | SELDOVIA | Base/Neutral and Acid Organics in Wastewater |  |  | 8/7/2014 8:43:16 PM
65266 | 625 | Base/Neutral and Acid Organics in Wastewater | KAWNATON_WQX | null | null |  | 1/30/2014 12:08:41 PM
20073 | 625 | Total Kjeldahl nitrogen TKN as N (mg/L) | 21NC03WQ | NITROGEN KJELDAHL TOTAL (MG/L AS N) |  |  | 10/8/2014 8:31:16 AM
507827 | 625 | 625 | INSTOR_WQX |  |  |  | 5/27/2016 11:23:21 AM
2096 | 625-S | Organics in Sludge - Base/Neutral and Acid | USEPA |  |  |  | 8/12/2006 11:50:00 PM
764612 | 625.1 | Base/Neutrals and Acids by GC/MS | USEPA |  |  |  | 2/19/2019 4:13:01 PM
465 | 6251-B | Disinfection By-Products: Haloacetic Acids and Trichlorophenol | APHA | 6251B ~ Standard Methods ; Haloacetic acids and trichlorophenol in Water by Micro Liquid-Liquid Extraction GC Method |  | https://www.nemi.gov/methods/method_summary/5723/ | 8/12/2006 11:50:00 PM
261834 | 6251B/552 | Haloacetic Acids | UTAHDWQ_WQX |  |  |  | 3/14/2016 3:04:33 PM
466 | 6252-B | Disinfection By-Products: Aldehydes | APHA |  |  |  | 8/12/2006 11:50:00 PM
2097 | 626 | Acrolein and Acrylonitrile by GC | USEPA |  |  |  | 8/12/2006 11:50:00 PM
2098 | 627 | Dinitroaniline Pesticides in Wastewater | USEPA |  |  |  | 8/12/2006 11:50:00 PM
2099 | 629 | Cyanazine in Wastewater by HPLC | USEPA |  |  |  | 8/12/2006 11:50:00 PM
566420 | 63 | ASTM D3977 | CEDEN | Standard Test Methods for Determining Sediment Concentration in Water Samples |  |  | 5/15/2018 11:21:13 PM
558018 | 63 | Isopropylbenzene | 21PA_WQX | 63-(Methylethyl)benzene**** | Final |  | 11/20/2014 3:23:08 PM
20002 | 630 | Nitrate/nitrite NO2 + NO3 as nitrogen (mg/L) | 21NC03WQ | NITRITE PLUS NITRATE TOTAL 1 DET. (MG/L AS N) |  |  | 10/8/2014 8:31:15 AM
2100 | 630 | Dithiocarbamate Pesticides in Wastewater | USEPA |  |  |  | 8/12/2006 11:50:00 PM
2101 | 630.1 | Dithiocarbamate Pesticides in Water | USEPA |  |  |  | 8/12/2006 11:50:00 PM
2102 | 631 | Benomyl and Carbendazim in Wastewater | USEPA |  |  |  | 8/12/2006 11:50:00 PM
2103 | 632 | Carbamate Pesticides by HPLC/UV | USEPA |  |  |  | 8/12/2006 11:50:00 PM
2104 | 632.1 | Carbamate Pesticides by HPLC/UV | USEPA |  |  |  | 8/12/2006 11:50:00 PM
262034 | 632M | EPA 632M | CEDEN |  |  |  | 9/28/2013 4:38:43 PM
2105 | 633 | Organonitrogen Pesticides in Wastewater | USEPA |  |  |  | 8/12/2006 11:50:00 PM
2106 | 633.1 | Nitrogen-Containing Pesticides in Water | USEPA |  |  |  | 8/12/2006 11:50:00 PM
2107 | 634 | Thiocarbate Pesticides in Wastewaters | USEPA |  |  |  | 8/12/2006 11:50:00 PM
2108 | 635 | Rotenone in Wastewater by HPLC | USEPA |  |  |  | 8/12/2006 11:50:00 PM
2109 | 636 | Bensulide in Wastewater by HPLC/UV | USEPA |  |  |  | 8/12/2006 11:50:00 PM
2110 | 637 | MBTS and TCMTB in Wastewater by HPLC | USEPA |  |  |  | 8/12/2006 11:50:00 PM
2111 | 638 | Determination of Oryzalin in Wastewater | USEPA |  |  |  | 8/12/2006 11:50:00 PM
2112 | 639 | Determination of Bendiocarb in Water | USEPA |  |  |  | 8/12/2006 11:50:00 PM
566627 | 64 | ELISA | CEDEN | Enzyme-linked immunosorbent assay. Sullivan and Goh 2000 |  |  | 3/18/2016 4:30:45 PM
2113 | 640 | Mercaptobenzothiazole in Wastewaters | USEPA |  |  |  | 8/12/2006 11:50:00 PM
1092 | 6402 | Phosphorus Trichloride by Visible Spec. | NIOSH |  |  |  | 8/12/2006 11:50:00 PM
2114 | 641 | Thiabendazole in Wastewater by HPLC | USEPA |  |  |  | 8/12/2006 11:50:00 PM
467 | 6410-B | Extractable Semivolatile Organics by GC | APHA | 6410 B ~ Standard Methods ; Extractable Semivolatile Organics by GC-MS |  | https://www.nemi.gov/methods/method_summary/4715/ | 8/12/2006 11:50:00 PM
2115 | 642 | Biphenyl and Ortho Phenylphenol in Water | USEPA |  |  |  | 8/12/2006 11:50:00 PM
468 | 6420-BA | Phenols in Water by Gas Chromatography | APHA |  |  |  | 8/12/2006 11:50:00 PM
469 | 6420-BB | Phenols in Water by Gas Chromatography | APHA |  |  |  | 8/12/2006 11:50:00 PM
470 | 6420-C | Phenols in Water by Gas Chromatography | APHA |  |  |  | 8/12/2006 11:50:00 PM
4657 | 6420B | Phenols in Water by Liquid-Liquid Extraction GC | APHA | 6420B ~ Standard Methods ; Phenols in Water by Liquid-Liquid Extraction GC |  | https://www.nemi.gov/methods/method_summary/5724/ | 7/31/2013 12:00:00 AM
2116 | 643 | Determination of Bentazon in Wastewater | USEPA |  |  |  | 8/12/2006 11:50:00 PM
471 | 6431-B | Polychorinated Biphenyls in Water by GC | APHA |  |  |  | 8/12/2006 11:50:00 PM
472 | 6431-C | Polychlorinated Biphenyls in Water by GC | APHA |  |  |  | 8/12/2006 11:50:00 PM
2117 | 644 | Determination of Picloram in Wastewater | USEPA |  |  |  | 8/12/2006 11:50:00 PM
473 | 6440-B | Polynuclear Aromatic Hydrocarbons | APHA | 6440 B ~ Standard Methods ; PAH's in Water by HPLC |  | https://www.nemi.gov/methods/method_summary/4716/ | 8/12/2006 11:50:00 PM
474 | 6440-C | Polynuclear Aromatic Hydrocarbons by GC | APHA |  |  |  | 8/12/2006 11:50:00 PM
2118 | 645 | Amine Pesticides and Lethane in Water | USEPA |  |  |  | 8/12/2006 11:50:00 PM
2119 | 646 | Dinitro Aromatic Pesticides in Water | USEPA |  |  |  | 8/12/2006 11:50:00 PM
19501 | 65 | DDE | 21PA_WQX | 65-DDE (p,p'-Dichlorodiphenyldichloroethylene**** | Final |  | 11/20/2014 3:23:28 PM
566379 | 66 | EPA 445.0 | CEDEN | Chlorophyll by Fluorescence |  |  | 5/15/2018 11:21:15 PM
1093 | 6600 | Nitrous Oxide by Infrared Spectrophotometry | NIOSH |  |  |  | 8/12/2006 11:50:00 PM
1094 | 6601 | Oxygen by Electrochemical Sensor | NIOSH |  |  |  | 8/12/2006 11:50:00 PM
1095 | 6602 | Sulfur Hexafluoride by Portable GC | NIOSH |  |  |  | 8/12/2006 11:50:00 PM
1096 | 6603 | Carbon Dioxide by GC/TCD | NIOSH |  |  |  | 8/12/2006 11:50:00 PM
475 | 6610-B | Carbamate Pesticides in Water by HPLC | APHA | 6610B ~ Standard Methods ; Pesticides in Water by HPLC |  | https://www.nemi.gov/methods/method_summary/5725/ | 8/12/2006 11:50:00 PM
476 | 6630-B | Organochlorine Pesticides in Water by GC | APHA |  |  |  | 8/12/2006 11:50:00 PM
477 | 6630-C | Organochlorine Pesticides in Water by GC | APHA | 6630 C ~ Standard Methods ; Organochlorine Pesticides in Water by GC |  | https://www.nemi.gov/methods/method_summary/4717/ | 8/12/2006 11:50:00 PM
478 | 6630-D | Organochlorine Pesticides in Water by GC | APHA |  |  |  | 8/12/2006 11:50:00 PM
479 | 6640-B | Chlorinated Phenoxy Herbicides in Water | APHA |  |  |  | 8/12/2006 11:50:00 PM
20003 | 665 | Phosphorus total as P (mg/L) | 21NC03WQ | PHOSPHORUS TOTAL (MG/L AS P) |  |  | 10/8/2014 8:31:16 AM
480 | 6651-B | Glyphosate Herbicide in Water | APHA |  |  |  | 8/12/2006 11:50:00 PM
566479 | 67 | Plumb, 1981, GS | CEDEN | Plumb method for grainsize described in Plumb 1981 |  |  | 5/15/2018 11:23:20 PM
257331 | 67 | Selenium | MDEDAT01_WQX |  |  |  | 5/24/2014 1:53:13 PM
67216 | 677 | alpha-Chlordene | 21PA_WQX | 677-alpha-Chlordene**** | Final |  | 11/20/2014 3:26:12 PM
67217 | 678 | gamma-Chlordene | 21PA_WQX | 678-gamma-Chlordene**** | Final |  | 11/20/2014 3:26:12 PM
566549 | 68 | EPA 9060 | CEDEN | Total Organic Carbon in sediments |  |  | 5/15/2018 11:21:41 PM
2120 | 680 | Pesticides and PCBs | USEPA |  |  |  | 8/12/2006 11:50:00 PM
743095 | 6850 | Perchlorate in water, soil and solid wastes | OREGONDEQ |  |  |  | 2/26/2019 5:41:54 PM
551798 | 6870 | 6870 | SALTCHUCK_WQX | Comparison of Arsenic Speciation Methods for Biological Tissues |  |  | 6/5/2014 8:14:03 PM
566490 | 69 | ASTM D422 | CEDEN | Standard Test Method for Particle-Size Analysis of Soils, Grain Size |  |  | 5/15/2018 11:21:43 PM
2121 | 6A | Sulfur Dioxide, Carbon Dioxide, Moisture | USEPA |  |  |  | 8/12/2006 11:50:00 PM
2122 | 6B | Sulfur Dioxide and Carbon Dioxide in Air | USEPA |  |  |  | 8/12/2006 11:50:00 PM
2123 | 6C | Sulfur Dioxide from Stationary Sources | USEPA |  |  |  | 8/12/2006 11:50:00 PM
131916 | 7 | Elevation, water surface, MSL | 1119USBR_WQX | Reservoir water surface elevation, MSL |  |  | 5/8/2017 2:43:44 PM
566444 | 7 | EPA 160.2 | CEDEN | Total Suspended Solids (Gravimetric dried at 103-105 degrees C) |  |  | 5/15/2018 11:21:03 PM
733459 | 7 | MF (APHA 9222 D) | CABEACH_WQX | MF (APHA 9222 D) |  |  | 2/25/2019 6:29:51 PM
2124 | 7 (ATM NOX) | Nitrogen Oxide from Stationary Sources | USEPA |  |  |  | 8/12/2006 11:50:00 PM
2125 | 7 (SR-89/90) | Strontium-89 and Strontium-90 in Milk | USEPA |  |  |  | 8/12/2006 11:50:00 PM
59349 | 7.15 | SOPS For The Collection And Processing Of Fish Tissue Samples | 21NDHDWQ_WQX |  |  |  | 11/2/2017 1:08:45 PM
5168 | 7000301 | PCP (pentachlorophenol) in soils/sediment by immunoassay | MWI | 7000301 ~ MWI ; PCP (pentachlorophenol) in soils/sediment by immunoassay |  | https://www.nemi.gov/methods/method_summary/5639/ | 7/31/2013 12:00:00 AM
2126 | 7000A(FLAA) | Atomic Absorption - FLAA | USEPA |  |  |  | 8/12/2006 11:50:00 PM
2127 | 7000A(GFAA) | Atomic Absorption - GFAA | USEPA |  |  |  | 8/12/2006 11:50:00 PM
3241 | 7000B | Flame Atomic Absorption | USEPA |  |  |  | 8/1/2013 1:44:00 PM
3203 | 7010 | GRAPHITE FURNACE ATOMIC ABSORPTION SPECTROPHOTOMETRY | USEPA |  |  |  | 12/9/2011 1:43:04 PM
1097 | 7013 | Aluminum and Compounds | NIOSH |  |  |  | 8/12/2006 11:50:00 PM
2128 | 7020 | Aluminum by FLAA | USEPA |  |  |  | 8/12/2006 11:50:00 PM
1098 | 7020 | Calcium by Atomic Absorption | NIOSH |  |  |  | 8/12/2006 11:50:00 PM
1099 | 7024 | Chromium by Flame Atomic Absorption | NIOSH |  |  |  | 8/12/2006 11:50:00 PM
565258 | 7027 | ISO | QVIR | Turbidity measurement using light source with a wavelength between 830 and 890 nm and an angle of 90 degrees between the emitted and detected radiation | Turbidity |  | 7/1/2015 3:36:14 PM
1100 | 7027 | Cobalt by Flame Atomic Absorption | NIOSH |  |  |  | 8/12/2006 11:50:00 PM
1101 | 7029 | Copper by Flame Atomic Absorption | NIOSH |  |  |  | 8/12/2006 11:50:00 PM
1102 | 7030 | Zinc and Compounds by FLAA | NIOSH |  |  |  | 8/12/2006 11:50:00 PM
143182 | 70300 | RESIDUE, TOTAL FILTERABLE @ 180 C | 21PA_WQX | 046-Marcellus Shale |  |  | 5/9/2011 4:22:46 PM
548293 | 70300U | Dissolved Solids | WQXTEST | 70300U-TOTAL DISSOLVED SOLIDS @ 180C BY USGS-I-1750 | Final |  | 10/31/2014 9:35:03 AM
143183 | 70300U | Dissolved Solids | 21PA_WQX | 70300U-TOTAL DISSOLVED SOLIDS @ 180C BY USGS-I-1750 | Final |  | 1/6/2019 10:06:41 AM
2129 | 7040 | Antimony by FLAA | USEPA |  |  |  | 8/12/2006 11:50:00 PM
561646 | 7040 | Antimony | R10MIDNITE |  |  |  | 4/1/2015 6:03:02 PM
507923 | 7041 | 7041 | INSTOR_WQX |  |  |  | 2/3/2016 8:48:39 AM
2130 | 7041 | Antimony by GFAA | USEPA |  |  |  | 8/12/2006 11:50:00 PM
1103 | 7048 | Cadmium by Atomic Absorption | NIOSH |  |  |  | 8/12/2006 11:50:00 PM
548273 | 70507A | Phosphorous | WQXTEST | 70507A-Total Ortho Phosphorus as P | Final |  | 10/31/2014 9:35:03 AM
19365 | 70507A | Phosphorous | 21PA_WQX | 70507A-Total Ortho Phosphorus as P | Final |  | 1/6/2019 10:06:41 AM
19373 | 70508 | Hot Acidity | 21PA_WQX | 70508-Total Acidity as CaCO3 @ pH 8.3 | Final |  | 1/6/2019 10:06:48 AM
548325 | 70508 | Hot Acidity | WQXTEST | 70508-Total Acidity | Final |  | 10/31/2014 9:35:16 AM
1104 | 7056 | Barium, soluble compounds | NIOSH |  |  |  | 8/12/2006 11:50:00 PM
558829 | 7060 | EPA Method 7060 Arsenic by GFAA | R10BOOMSNUB | EPA Method 7060 Arsenic by GFAA |  |  | 12/5/2014 12:30:43 PM
5169 | 70606 | PAH in soils/sediment by immunoassay | MWI | 70606 ~ MWI ; PAH in soils/sediment by immunoassay |  | https://www.nemi.gov/methods/method_summary/5635/ | 7/31/2013 12:00:00 AM
2131 | 7060A | Arsenic by GFAA | USEPA | 7060A ~ EPA-RCA ; Arsenic by GFAA |  | https://www.nemi.gov/methods/method_summary/5260/ | 8/12/2006 11:50:00 PM
553680 | 7060A | USEPA | HOPTERA_WQX |  |  |  | 9/24/2014 12:56:38 PM
507786 | 7060A | 7060A | INSTOR_WQX |  |  |  | 11/30/2017 1:46:26 PM
5170 | 7061301 | PAH in soils/sediment by immunoassay | MWI | 7061301 ~ MWI ; PAH in soils/sediment by immunoassay |  | https://www.nemi.gov/methods/method_summary/5636/ | 7/31/2013 12:00:00 AM
2132 | 7061A | Arsenic by Gaseous Hydride AA | USEPA |  |  |  | 8/12/2006 11:50:00 PM
2133 | 7062 | Antimony and Arsenic by GBAA | USEPA |  |  |  | 8/12/2006 11:50:00 PM
5171 | 70620 | PAH in water by immunoassay | MWI | 70620 ~ MWI ; PAH in water by immunoassay |  | https://www.nemi.gov/methods/method_summary/5630/ | 7/31/2013 12:00:00 AM
2134 | 7063 | Arsenic by ASV | USEPA |  |  |  | 8/12/2006 11:50:00 PM
764556 | 7072 | ISO 7072 Determination of turbidity | CATAWBA |  |  |  | 1/18/2019 2:06:45 PM
1105 | 7074(INSL) | Tungsten by Flame Atomic Absorption | NIOSH |  |  |  | 8/12/2006 11:50:00 PM
1106 | 7074(SOL) | Tungsten by Flame Atomic Absorption | NIOSH |  |  |  | 8/12/2006 11:50:00 PM
2135 | 7080A | Barium by FLAA | USEPA |  |  |  | 8/12/2006 11:50:00 PM
2136 | 7081 | Barium by GFAA | USEPA |  |  |  | 8/12/2006 11:50:00 PM
1107 | 7082 | Lead by Flame AAS | NIOSH |  |  |  | 8/12/2006 11:50:00 PM
2137 | 7090 | Beryllium by FLAA | USEPA |  |  |  | 8/12/2006 11:50:00 PM
2138 | 7091 | Beryllium by GFAA | USEPA |  |  |  | 8/12/2006 11:50:00 PM
5172 | 70950 | Silvex (2,4,5-TP) in soils/sediment by immunoassay | MWI | 70950 ~ MWI ; Silvex (2,4,5-TP) in soils/sediment by immunoassay |  | https://www.nemi.gov/methods/method_summary/5644/ | 7/31/2013 12:00:00 AM
20086 | 70953 | Chlorophyll a fluorometric (ug/L) | 21NC03WQ | CHLOROPHYLL-A PHYTOPLANKTON UG/L CHROMO-FLUORO |  |  | 5/15/2009 11:42:56 AM
1108 | 7102 | Beryllium and compounds | NIOSH |  |  |  | 8/12/2006 11:50:00 PM
1109 | 7105 | Lead by GFAAS | NIOSH |  |  |  | 8/12/2006 11:50:00 PM
481 | 7110-B | Gross Alpha and Beta Radioactivity | APHA | 7110 B ~ Standard Methods ; Gross Alpha-Beta Evaporation Method |  | https://www.nemi.gov/methods/method_summary/4718/ | 8/12/2006 11:50:00 PM
482 | 7110-C | Gross Alpha Radioactivity in Water | APHA | 7110 C ~ Standard Methods ; Gross Alpha Radioactivity by Coprecipitation |  | https://www.nemi.gov/methods/method_summary/7615/ | 8/12/2006 11:50:00 PM
4658 | 7120B | Gamma-emitting isotopes by Gamma Spectroscopic Method | APHA | 7120B ~ Standard Methods ; Gamma-emitting isotopes by Gamma Spectroscopic Method |  | https://www.nemi.gov/methods/method_summary/5727/ | 7/31/2013 12:00:00 AM
2139 | 7130 | Cadmium by FLAA | USEPA |  |  |  | 8/12/2006 11:50:00 PM
2140 | 7131A | Cadmium by GFAA | USEPA | 7131 A ~ EPA-RCA ; Cadmium by GFAA |  | https://www.nemi.gov/methods/method_summary/4719/ | 8/12/2006 11:50:00 PM
109967 | 7131A | Cadmium by GFAA | MEDEP_WQX |  |  |  | 11/16/2010 9:03:17 PM
2141 | 7140 | Calcium by FLAA | USEPA |  |  |  | 8/12/2006 11:50:00 PM
109552 | 71870 | BROMIDE BY ION CHROMATOGRAPHY | 21PA_WQX | 012 |  |  | 6/2/2014 11:37:51 AM
20092 | 71880 | FORMALDE HYDE MG/L | 21NC03WQ | FORMALDEHYDE (MG/L) |  |  | 6/23/2009 3:41:31 PM
19474 | 71890I | Mercury | 21PA_WQX | 71890I-MERCURY, DISSOLVED | Final |  | 11/20/2014 3:15:00 PM
558001 | 71890X | Mercury | 21PA_WQX | 71890X-MERCURY, DISSOLVED | Final |  | 11/20/2014 3:19:12 PM
2142 | 7190 | Chromium by FLAA | USEPA |  |  |  | 8/12/2006 11:50:00 PM
19475 | 71900I | Mercury | 21PA_WQX | 71900I-MERCURY, TOTAL | Final |  | 11/20/2014 3:15:02 PM
19502 | 71900X | Mercury | 21PA_WQX | 71900X-MERCURY, TOTAL | Final |  | 11/20/2014 3:15:09 PM
19498 | 71901I | Mercury | 21PA_WQX | 71901I-MERCURY, RECOVERABLE | Final |  | 11/20/2014 3:36:21 PM
109963 | 7191 | Chromium by GFAA | MEDEP_WQX |  |  |  | 11/16/2010 9:03:17 PM
2143 | 7191 | Chromium by GFAA | USEPA |  |  |  | 8/12/2006 11:50:00 PM
2144 | 7195 | Hexavalent Chromium (Coprecipitation) | USEPA |  |  |  | 8/12/2006 11:50:00 PM
558646 | 7196 | EPA Method 7196 Hexavalent Chromium (Colorimetric) | R10BOOMSNUB | Older version of EPA Method 7196 Hexavalent Chromium (Colorimetric) |  |  | 12/5/2014 1:15:53 PM
2145 | 7196A | Hexavalent Chromium (Colorimetric) | USEPA |  |  |  | 8/12/2006 11:50:00 PM
2146 | 7197 | Hexavalent Chromium by FLAA | USEPA |  |  |  | 8/12/2006 11:50:00 PM
2147 | 7198 | Hexavalent Chromium by Polarography | USEPA |  |  |  | 8/12/2006 11:50:00 PM
2148 | 7199 | Hexavalent Chromium in Water by IC | USEPA | 7199 ~ EPA-RCA ; Chromium in Water by Ion Chromatography |  | https://www.nemi.gov/methods/method_summary/9350/ | 8/12/2006 11:50:00 PM
2149 | 7200 | Cobalt by FLAA | USEPA |  |  |  | 8/12/2006 11:50:00 PM
2150 | 7201 | Cobalt by GFAA | USEPA |  |  |  | 8/12/2006 11:50:00 PM
2151 | 7210 | Copper by FLAA | USEPA |  |  |  | 8/12/2006 11:50:00 PM
109964 | 7211 | Copper by GFAA | MEDEP_WQX |  |  |  | 11/16/2010 9:03:17 PM
2152 | 7211 | Copper by GFAA | USEPA |  |  |  | 8/12/2006 11:50:00 PM
5173 | 72920 | 2,4-D in Water by Immunoassay | MWI | 72920 ~ MWI ; 2,4-D in Water by Immunoassay |  | https://www.nemi.gov/methods/method_summary/5623/ | 7/31/2013 12:00:00 AM
1110 | 7300 | Elements by ICP | NIOSH |  |  |  | 8/12/2006 11:50:00 PM
5174 | 73100 | DDT in soils/sediment by immunoassay | MWI | 73100 ~ MWI ; DDT in soils/sediment by immunoassay |  | https://www.nemi.gov/methods/method_summary/5625/ | 7/31/2013 12:00:00 AM
5175 | 73110 | Chlordane (cyclodiene) in soils/sediment by immunoassay | MWI | 73110 ~ MWI ; Chlordane (cyclodiene) in soils/sediment by immunoassay |  | https://www.nemi.gov/methods/method_summary/5619/ | 7/31/2013 12:00:00 AM
5176 | 73300 | Chlordane (cyclodiene) in water by immunoassay | MWI | 73300 ~ MWI ; Chlordane (cyclodiene) in water by immunoassay |  | https://www.nemi.gov/methods/method_summary/5618/ | 7/31/2013 12:00:00 AM
5177 | 73310 | Chlordane (cyclodiene) in water by immunoassay | MWI | 73310 ~ MWI ; Chlordane (cyclodiene) in water by immunoassay |  | https://www.nemi.gov/methods/method_summary/5617/ | 7/31/2013 12:00:00 AM
2153 | 7380 | Iron by FLAA | USEPA |  |  |  | 8/12/2006 11:50:00 PM
2154 | 7381 | Iron by GFAA | USEPA |  |  |  | 8/12/2006 11:50:00 PM
1111 | 7400 | Asbestos by PCM | NIOSH |  |  |  | 8/12/2006 11:50:00 PM
1112 | 7401 | Alkaline Dusts by Titration | NIOSH |  |  |  | 8/12/2006 11:50:00 PM
1113 | 7402 | Asbestos by TEM | NIOSH |  |  |  | 8/12/2006 11:50:00 PM
2155 | 7420 | Lead by FLAA | USEPA |  |  |  | 8/12/2006 11:50:00 PM
5178 | 74200 | Toxaphene in soils/sediment by immunoassay | MWI | 74200 ~ MWI ; Toxaphene in soils/sediment by immunoassay |  | https://www.nemi.gov/methods/method_summary/5645/ | 7/31/2013 12:00:00 AM
2156 | 7421 | Lead by GFAA | USEPA |  |  |  | 8/12/2006 11:50:00 PM
109965 | 7421 | Lead by GFAA | MEDEP_WQX |  |  |  | 11/16/2010 9:03:17 PM
2157 | 7430 | Lithium by FLAA | USEPA |  |  |  | 8/12/2006 11:50:00 PM
2158 | 7450 | Magnesium by FLAA | USEPA |  |  |  | 8/12/2006 11:50:00 PM
2159 | 7460 | Manganese by FLAA | USEPA |  |  |  | 8/12/2006 11:50:00 PM
2160 | 7461 | Manganese by GFAA | USEPA |  |  |  | 8/12/2006 11:50:00 PM
558830 | 7470 | EPA Method 7470 Mercury in Liquid Wastes by CVAA | R10BOOMSNUB | EPA Method 7470 Mercury in Liquid Wastes by CVAA |  |  | 12/5/2014 12:30:45 PM
565198 | 7470A | 7470A | INSTOR_WQX |  |  |  | 7/26/2016 11:19:40 AM
553684 | 7470A | USEPA | HOPTERA_WQX |  |  |  | 9/24/2014 1:04:27 PM
2161 | 7470A | Mercury in Liquid Wastes by CVAA | USEPA | 7470A ~ EPA-RCA ; Mercury by Manual Cold-Vapor Technique |  | https://www.nemi.gov/methods/method_summary/5238/ | 8/12/2006 11:50:00 PM
551298 | 7470A_TCLP | 7470A_TCLP | SALTCHUCK_WQX | Mercury in Liquid Wastes by CVAA TCLP |  |  | 5/20/2014 2:22:42 PM
2162 | 7471A | Mercury in Solid or Semisolid Waste | USEPA |  |  |  | 8/12/2006 11:50:00 PM
65269 | 7471A | Mercury in Solid or Semisolid Waste | KAWNATON_WQX | null | null |  | 1/30/2014 11:55:24 AM
109513 | 7471A | Mercury in Solid or Semisolid Waste | MEDEP_WQX |  |  |  | 11/16/2010 9:00:04 PM
551988 | 7471A | Mercury in Solid or Semisolid Waste | SELDOVIA | Mercury in Solid or Semisolid Waste |  |  | 7/22/2014 6:50:32 PM
509061 | 7471A | 7471A | INSTOR_WQX |  |  |  | 11/30/2017 1:46:26 PM
553415 | 7471B | Mercury in Solid or Semisolid Waste (Manual Cold Vapor Technique) | SELDOVIA | Mercury in Solid or Semisolid Waste (Manual Cold Vapor Technique) |  |  | 8/7/2014 8:38:52 PM
3169 | 7471B | Mercury in Solid or Semisolid Waste (Manual Cold Vapor Technique) | USEPA |  |  |  | 7/24/2009 11:52:08 AM
257402 | 7471_M | Mercury in Solid or Semi-solid Waste | 21FLWPB_WQX |  |  |  | 11/19/2018 4:05:00 PM
2163 | 7472 | Mercury by ASV | USEPA |  |  |  | 8/12/2006 11:50:00 PM
3022 | 7473 | Mercury in solids and solutions by thermal decomposition | USEPA | 7473 ~ EPA-RCA ; Mercury in Solids and Solutions by Thermal Decomposition and AA |  | https://www.nemi.gov/methods/method_summary/10002/ | 2/20/2007 1:19:59 PM
733220 | 7473 | Mercury in solid samples | 21FLGW_WQX | Mercury in solid samples using thermal decomposition, amalgamation and AA spectroscopy, reported as dry weight |  |  | 1/12/2018 4:18:18 PM
2164 | 7480 | Molybdenum by FLAA | USEPA |  |  |  | 8/12/2006 11:50:00 PM
2165 | 7481 | Molybdenum by GFAA | USEPA |  |  |  | 8/12/2006 11:50:00 PM
566408 | 75 | SM 10200 H-2b | CEDEN | Spectrophotometric determination of Chlorophyll a in the presence of Pheophytin a |  |  | 5/15/2018 11:21:00 PM
1114 | 7500 | Crystalline Silica by X-Ray Diffraction | NIOSH |  |  |  | 8/12/2006 11:50:00 PM
483 | 7500-3H(B) | Tritium in Water by Liquid Scintillation | APHA | 7500-3H B ~ Standard Methods ; Tritium by Liquid Scintillation Spectrometry |  | https://www.nemi.gov/methods/method_summary/7621/ | 8/12/2006 11:50:00 PM
484 | 7500-CS(B) | Radioactive Cesium | APHA | 7500-Cs B ~ Standard Methods ; Radioactive Cesium by Precipitation |  | https://www.nemi.gov/methods/method_summary/9885/ | 8/12/2006 11:50:00 PM
485 | 7500-I-B | Radioactive Iodine by Precipitation | APHA | 7500-I B ~ Standard Methods ; Radioactive Iodine by Precipitation |  | https://www.nemi.gov/methods/method_summary/7618/ | 8/12/2006 11:50:00 PM
486 | 7500-I-C | Radioactive Iodine by Ion-Exchange | APHA | 7500-I C ~ Standard Methods ; Radioactive Iodine by Ion-Exchange |  | https://www.nemi.gov/methods/method_summary/7619/ | 8/12/2006 11:50:00 PM
487 | 7500-I-D | Radioactive Iodine by Distillation | APHA | 7500-I D ~ Standard Methods ; Radioactive Iodine by Distillation |  | https://www.nemi.gov/methods/method_summary/7620/ | 8/12/2006 11:50:00 PM
488 | 7500-RA(B) | Radium in Water by Precipitation | APHA | 7500-Ra B ~ Standard Methods ; Radium by Precipitation |  | https://www.nemi.gov/methods/method_summary/7616/ | 8/12/2006 11:50:00 PM
489 | 7500-RA(C) | Radium in Water by Emanation | APHA | 7500-Ra C ~ Standard Methods ; Radium by Emanation |  | https://www.nemi.gov/methods/method_summary/7617/ | 8/12/2006 11:50:00 PM
490 | 7500-RA(D) | Radium in Water by Sequential Precipitation | APHA | 7500-RA-D ~ Standard Methods ; Radium in Water by Sequential Precipitation |  | https://www.nemi.gov/methods/method_summary/4720/ | 8/12/2006 11:50:00 PM
742883 | 7500-RN | 7500-RN | AZDEQ_GW |  |  |  | 11/3/2017 10:17:44 AM
66367 | 7500-Rn | Radium in Water | TESTGCSWQX |  |  |  | 3/10/2010 12:59:10 AM
197660 | 7500-RN | RADIOCHEMICAL ANALYSIS METHOD 7500-RN | 21ARIZ_WQX |  |  |  | 5/12/2016 1:26:40 AM
67220 | 7500-Rn | Radium in Water | HUALAPAI |  |  |  | 9/15/2010 7:03:04 PM
3056 | 7500-RN(B) | Radon Analysis by liquid scintillation method | APHA |  |  |  | 8/29/2007 11:24:11 AM
491 | 7500-SR(B) | Total Radioactive Strontium in Water | APHA |  |  |  | 8/12/2006 11:50:00 PM
492 | 7500-U-B | Uranium in Water by GPC or Scintillation | APHA | 7500-U B ~ Standard Methods ; Uranium by Radiochemical Method |  | https://www.nemi.gov/methods/method_summary/7622/ | 8/12/2006 11:50:00 PM
493 | 7500-U-C | Uranium in Water by Isotopic Analysis | APHA | 7500-U C ~ Standard Methods ; Uranium by the Isotopic Method |  | https://www.nemi.gov/methods/method_summary/7623/ | 8/12/2006 11:50:00 PM
1115 | 7501 | Amorphous silica by X-Ray Diffraction | NIOSH |  |  |  | 8/12/2006 11:50:00 PM
1116 | 7502 | Zinc Oxide by X-Ray Powder Diffraction | NIOSH |  |  |  | 8/12/2006 11:50:00 PM
1117 | 7504 | Vanadium Oxides by X-Ray Powder Fraction | NIOSH |  |  |  | 8/12/2006 11:50:00 PM
1118 | 7505 | Lead Sulfide by X-Ray Powder Diffraction | NIOSH |  |  |  | 8/12/2006 11:50:00 PM
1119 | 7506 | Boron Carbide | NIOSH |  |  |  | 8/12/2006 11:50:00 PM
2166 | 7520 | Nickel by FLAA | USEPA |  |  |  | 8/12/2006 11:50:00 PM
2167 | 7521 | Nickel by GFAA | USEPA |  |  |  | 8/12/2006 11:50:00 PM
2168 | 7550 | Osmium in Various Matrices by FLAA | USEPA |  |  |  | 8/12/2006 11:50:00 PM
2169 | 7580 | White Phosphorous by GC | USEPA | 7580 ~ EPA-RCA ; White Phosphorus in water, soil, and sediment by GC/NPD |  | https://www.nemi.gov/methods/method_summary/9667/ | 8/12/2006 11:50:00 PM
5179 | 75900 | Endosulfan in water by immunoassay | MWI | 75900 ~ MWI ; Endosulfan in water by immunoassay |  | https://www.nemi.gov/methods/method_summary/5627/ | 7/31/2013 12:00:00 AM
566667 | 76 | SM 10200 H-2a | CEDEN | Spectrophotometric determination of Pheophytin a |  |  | 5/15/2018 11:21:38 PM
1120 | 7600 | Hexavalent Chromium by UV-Visible Spec. | NIOSH |  |  |  | 8/12/2006 11:50:00 PM
1121 | 7601 | Crystalline Silica by VIS | NIOSH |  |  |  | 8/12/2006 11:50:00 PM
1122 | 7602 | Crystalline Silica by Infra-Red Absorption | NIOSH |  |  |  | 8/12/2006 11:50:00 PM
1123 | 7603 | Crystalline Silica in Coal Mine Dust | NIOSH |  |  |  | 8/12/2006 11:50:00 PM
1124 | 7604 | Hexavalent Chromium by Ion Chromatograph | NIOSH |  |  |  | 8/12/2006 11:50:00 PM
2170 | 7610 | Potassium by FLAA | USEPA |  |  |  | 8/12/2006 11:50:00 PM
5180 | 76300 | Lindane in soils/sediment by immunoassay | MWI | 76300 ~ MWI ; Lindane in soils/sediment by immunoassay |  | https://www.nemi.gov/methods/method_summary/5628/ | 7/31/2013 12:00:00 AM
566422 | 77 | SM 4500-B B | CEDEN | Boron: Curcumin Method |  |  | 3/18/2016 4:22:59 PM
507787 | 7740 | 7740 | INSTOR_WQX |  |  |  | 11/30/2017 1:46:26 PM
2171 | 7740 | Selenium in Various Matrices by GFAA | USEPA | 7740 ~ EPA-RCA ; Selenium by GFAA |  | https://www.nemi.gov/methods/method_summary/5239/ | 8/12/2006 11:50:00 PM
553686 | 7740 | USEPA | HOPTERA_WQX |  |  |  | 9/24/2014 1:05:10 PM
2172 | 7741A | Selenium in Water by Gaseous Hydride | USEPA |  |  |  | 8/12/2006 11:50:00 PM
2173 | 7742 | Selenium by Gaseous Borohydride AA | USEPA |  |  |  | 8/12/2006 11:50:00 PM
532008 | 7742M | EPA 7742M | CEDEN |  |  |  | 9/27/2013 6:12:06 PM
2174 | 7760A | Silver by FLAA | USEPA |  |  |  | 8/12/2006 11:50:00 PM
109966 | 7761 | Silver by GFAA | MEDEP_WQX |  |  |  | 11/16/2010 9:03:17 PM
507924 | 7761 | 7761 | INSTOR_WQX |  |  |  | 5/27/2016 10:51:47 AM
2175 | 7761 | Silver by GFAA | USEPA |  |  |  | 8/12/2006 11:50:00 PM
2176 | 7770 | Sodium by FLAA | USEPA |  |  |  | 8/12/2006 11:50:00 PM
2177 | 7780 | Strontium by FLAA | USEPA |  |  |  | 8/12/2006 11:50:00 PM
566456 | 78 | QC 10115011D | CEDEN | Total Phosphate as P: Lachat QuikChem Flow Injection Analyzer Method by Kjeldahl digestion |  |  | 5/15/2018 11:23:20 PM
2178 | 7840 | Thallium by FLAA | USEPA |  |  |  | 8/12/2006 11:50:00 PM
2179 | 7841 | Thallium by GFAA | USEPA |  |  |  | 8/12/2006 11:50:00 PM
507925 | 7841 | 7841 | INSTOR_WQX |  |  |  | 5/27/2016 10:51:47 AM
2180 | 7870 | Tin by FLAA | USEPA |  |  |  | 8/12/2006 11:50:00 PM
5181 | 78900 | Picloram in water by Immunoassay | MWI | 78900 ~ MWI ; Picloram in water by Immunoassay |  | https://www.nemi.gov/methods/method_summary/7272/ | 7/31/2013 12:00:00 AM
566517 | 79 | EPA 7742M | CEDEN | Modification of Selenium - Automic Absorption, Gaseous Hydride |  |  | 3/18/2016 4:21:12 PM
1125 | 7900 | Arsenic | NIOSH |  |  |  | 8/12/2006 11:50:00 PM
1126 | 7901 | Arsenic Trioxide | NIOSH |  |  |  | 8/12/2006 11:50:00 PM
1127 | 7902 | Fluorides, Aerosol and Gas, by ISE | NIOSH |  |  |  | 8/12/2006 11:50:00 PM
1128 | 7903 | Acids, inorganic | NIOSH |  |  |  | 8/12/2006 11:50:00 PM
1129 | 7904 | Cyanide by Ion Specific Electrode | NIOSH |  |  |  | 8/12/2006 11:50:00 PM
1130 | 7905 | Phosphorus by GC/FPD | NIOSH |  |  |  | 8/12/2006 11:50:00 PM
1131 | 7906 | Fluorides, Aerosol and Gas, by IC | NIOSH |  |  |  | 8/12/2006 11:50:00 PM
2181 | 7910 | Vanadium by FLAA | USEPA |  |  |  | 8/12/2006 11:50:00 PM
2182 | 7911 | Vanadium by GFAA | USEPA |  |  |  | 8/12/2006 11:50:00 PM
2183 | 7950 | Zinc by FLAA | USEPA |  |  |  | 8/12/2006 11:50:00 PM
2184 | 7951 | Zinc by GFAA | USEPA |  |  |  | 8/12/2006 11:50:00 PM
109968 | 7951 | Zinc by GFAA | MEDEP_WQX |  |  |  | 11/16/2010 9:03:17 PM
531167 | 79797338 | HYDROLAB-LDO-HACH | WA_ECOLOGY | Hydrolab multiparameter sonde with Hach Luminescent Dissolved Oxygen (LDO) |  |  | 8/28/2013 5:19:11 PM
531099 | 79797338 | HYDROLAB-LDO-HACH | WQXTEST | Hydrolab multiparameter sonde with Hach Luminescent Dissolved Oxygen (LDO) |  |  | 8/28/2013 2:45:00 PM
2185 | 7A | Nitrogen Oxide from Stationary Sources | USEPA |  |  |  | 8/12/2006 11:50:00 PM
2186 | 7B | Nitrogen Oxide from Stationary Sources | USEPA |  |  |  | 8/12/2006 11:50:00 PM
2187 | 7C | Nitrogen Oxide from Stationary Sources | USEPA |  |  |  | 8/12/2006 11:50:00 PM
2188 | 7D | Nitrogen Oxide from Stationary Sources | USEPA |  |  |  | 8/12/2006 11:50:00 PM
586856 | 7D_100%SMP_SURVI | 7D_100%SMP_SURVIV | DWH_SCRIBE1082 |  |  |  | 9/10/2011 5:23:34 PM
586855 | 7D_100%SMP_SURVIV | 7D_100%SMP_SURVIV | DWH_SCRIBE1082 |  |  |  | 9/10/2011 5:23:34 PM
586857 | 7D_12.5%SMP_SURVIV | 7D_12.5%SMP_SURVIV | DWH_SCRIBE1082 |  |  |  | 9/10/2011 5:23:34 PM
586858 | 7D_25%SMP_SURVIV | 7D_25%SMP_SURVIV | DWH_SCRIBE1082 |  |  |  | 9/10/2011 5:23:34 PM
586859 | 7D_50%SMP_SURVIV | 7D_50%SMP_SURVIV | DWH_SCRIBE1082 |  |  |  | 9/10/2011 5:23:34 PM
586861 | 7D_6.5%SMP_SURVI | 7D_6.5%SMP_SURVIV | DWH_SCRIBE1082 |  |  |  | 9/10/2011 5:23:34 PM
586860 | 7D_6.5%SMP_SURVIV | 7D_6.5%SMP_SURVIV | DWH_SCRIBE1082 |  |  |  | 9/10/2011 5:23:34 PM
2189 | 7E | Nitrogen Oxide from Stationary Sources | USEPA |  |  |  | 8/12/2006 11:50:00 PM
131917 | 8 | Volume Storage | 1119USBR_WQX | Volume Storage Reservoir |  |  | 3/9/2017 10:51:06 AM
764617 | 8 | MF APHA 9230 C | CABEACH_WQX | MF APHA 9230 C |  |  | 2/25/2019 6:46:50 PM
19931 | 80 | COLOR PT-CO UNITS | 21NC03WQ | COLOR (PLATINUM-COBALT UNITS) |  |  | 10/8/2014 8:31:15 AM
558014 | 80 | Ethylbenzene | 21PA_WQX | 80-Ethylbenzene**** | Final |  | 11/20/2014 3:23:08 PM
820 | 8000 | Chemical Oxygen Demand | HACH |  |  |  | 8/12/2006 11:50:00 PM
65294 | 8000 | Chemical Oxygen Demand | KAWNATON_WQX | null | null |  | 4/16/2014 12:53:36 PM
821 | 8000(A1) | Chemical Oxygen Demand | HACH |  |  |  | 8/12/2006 11:50:00 PM
822 | 8000(A2) | Chemical Oxygen Demand | HACH |  |  |  | 8/12/2006 11:50:00 PM
2190 | 8000A | Organic Compounds by Gas Chromatography | USEPA |  |  |  | 8/12/2006 11:50:00 PM
2191 | 8000B | Organic Compounds by Gas Chromatography | USEPA |  |  |  | 8/12/2006 11:50:00 PM
4609 | 8000C | DETERMINATIVE CHROMATOGRAPHIC SEPARATIONS | USEPA |  |  |  | 6/28/2013 1:44:00 PM
1132 | 8001 | Pentachlorophenol in Blood by GC/ECD | NIOSH |  |  |  | 8/12/2006 11:50:00 PM
823 | 8001(1) | Total, Fecal and E. Coli Coliform | HACH |  |  |  | 8/12/2006 11:50:00 PM
824 | 8001(2) | Total, Fecal and E. Coli Coliform | HACH |  |  |  | 8/12/2006 11:50:00 PM
825 | 8001(3) | Total, Fecal and E. Coli Coliform | HACH |  |  |  | 8/12/2006 11:50:00 PM
826 | 8001(A1) | Total, Fecal and E. Coli Coliform | HACH |  |  |  | 8/12/2006 11:50:00 PM
827 | 8001(A2) | Total, Fecal and E. Coli Coliform | HACH |  |  |  | 8/12/2006 11:50:00 PM
828 | 8001(A3) | Total, Fecal and E. Coli Coliform | HACH |  |  |  | 8/12/2006 11:50:00 PM
1133 | 8002 | Methyl Ethyl Ketone, Ethanol and Toluene | NIOSH |  |  |  | 8/12/2006 11:50:00 PM
1134 | 8003 | Lead in Blood and Urine by FLAA | NIOSH |  |  |  | 8/12/2006 11:50:00 PM
1135 | 8004 | Polychlorobiphenyls in Serum by GC/ECD | NIOSH |  |  |  | 8/12/2006 11:50:00 PM
829 | 8005 | Oil and Grease in Water | HACH |  |  |  | 8/12/2006 11:50:00 PM
1136 | 8005(B) | Elements in blood or tissue by ICP | NIOSH |  |  |  | 8/12/2006 11:50:00 PM
1137 | 8005(T) | Elements in blood or tissue by ICP | NIOSH |  |  |  | 8/12/2006 11:50:00 PM
830 | 8008 | Total Iron in Water | HACH |  |  |  | 8/12/2006 11:50:00 PM
831 | 8009 | Zinc in Water | HACH |  |  |  | 8/12/2006 11:50:00 PM
110156 | 8009 | Zinc in Water | OTTAWATRIBEOFOK |  |  |  | 6/24/2011 3:45:32 PM
558905 | 8010 | EPA Method 8010 Halogenated Volatile Organics by GC | R10BOOMSNUB | EPA Method 8010 Halogenated Volatile Organics by GC |  |  | 12/5/2014 2:20:09 PM
832 | 8010 | Acidity by Titration | HACH | 8010 ~ Hach Co. ; Acidity of Water by Buret Titration |  | https://www.nemi.gov/methods/method_summary/9638/ | 8/12/2006 11:50:00 PM
2192 | 8010B | Halogenated Volatile Organics by GC | USEPA |  |  |  | 8/12/2006 11:50:00 PM
257411 | 8010F | STANDARD METHODS - UNIONIZED AMMONIA | 21FLWPB_WQX |  |  |  | 12/21/2016 3:14:41 PM
2193 | 8011 | EDB and DBCP by Gas Chromatography | USEPA | 8011 ~ EPA-RCA ; EDB and DBCP by Microextraction and Gas Chromatography |  | https://www.nemi.gov/methods/method_summary/5240/ | 8/12/2006 11:50:00 PM
4705 | 8012 | Aluminum in water by Aluminon Indicator | HACH | 8012 ~ Hach Co. ; Aluminum in water by Aluminon Indicator |  | https://www.nemi.gov/methods/method_summary/9639/ | 7/31/2013 12:00:00 AM
833 | 8013 | Arsenic in Water | HACH |  |  |  | 8/12/2006 11:50:00 PM
2194 | 8015A | Non-Halogenated Volatile Organics | USEPA |  |  |  | 8/12/2006 11:50:00 PM
731048 | 8015AZ | AZ DHS - Diesel and Oil Range Organics | NNEPA | AZ DHS - Diesel and Oil Range Organics |  |  | 5/16/2016 8:25:27 PM
553682 | 8015B | USEPA | HOPTERA_WQX |  |  |  | 9/24/2014 12:57:20 PM
2195 | 8015B | Non-Halogenated Organics Using GC/FID | USEPA |  |  |  | 8/12/2006 11:50:00 PM
5034 | 8015C | Nonhalogenated Organics by GC-FID | USEPA | 8015C ~ EPA-RCA ; Nonhalogenated Organics by GC-FID |  | https://www.nemi.gov/methods/method_summary/5241/ | 7/31/2013 12:00:00 AM
561833 | 8015D | Total Petroleum Hydrocarbons-Diesel | R10MIDNITE |  |  |  | 4/1/2015 6:28:56 PM
5310 | 8015DRO | Total petroleum hydrocarbons by GC-FID | USEPA |  |  |  | 6/4/2015 10:56:33 AM
561832 | 8015G | Total Petroleum Hydrocarbons-Gasoline | R10MIDNITE |  |  |  | 4/1/2015 6:28:56 PM
262059 | 8015M | EPA 8015M | CEDEN |  |  |  | 9/28/2013 6:43:17 PM
508393 | 8015M-MDEQ-WQ | Non-Halogenated Organics - Modified | MDEQ_WQ_WQX |  |  |  | 1/25/2017 11:31:22 AM
566356 | 8015M-MONT-PPL | Non-Halogenated Organics - Modified | MONT_PPL_WQX |  |  |  | 7/20/2017 6:44:40 PM
2196 | 8020A | Aromatic Volatile Organics by GC | USEPA |  |  |  | 8/12/2006 11:50:00 PM
110602 | 8021 | Free Chlorine in Water by DPD | KAWNATON_WQX | null | null |  | 1/30/2014 11:57:19 AM
734656 | 8021 | 8021 | SOKAOGON_WQX | STORET DATA |  |  | 3/30/2017 2:29:43 PM
558904 | 8021 | EPA Method 8021 Halogenated and Aromatic Volatiles | R10BOOMSNUB | EPA Method 8021 Halogenated and Aromatic Volatiles |  |  | 12/5/2014 1:38:49 PM
834 | 8021 | Free Chlorine in Water by DPD | HACH |  |  |  | 8/12/2006 11:50:00 PM
530438 | 8021A | Halogenated and Aromatic Volatiles by GC/PID/ELCD | MNPCA |  |  |  | 6/3/2016 3:37:00 PM
2197 | 8021A(ELCD) | Halogenated and Aromatic Volatiles | USEPA |  |  |  | 8/12/2006 11:50:00 PM
2198 | 8021A(PID) | Halo and Aromatic Volatiles - CGC/PID | USEPA |  |  |  | 8/12/2006 11:50:00 PM
553416 | 8021B | Aromatic and Halogenated Volatiles by Gas Chromatography | SELDOVIA | Aromatic and Halogenated Volatiles by Gas Chromatography |  |  | 8/7/2014 8:40:16 PM
257418 | 8021B | Aromatic and Halogenated Aromatics (BTEX) | UTAHDWQ_WQX |  |  |  | 3/14/2016 4:17:54 PM
3165 | 8021B | Aromatic and Halogenated Volatiles by Gas Chromatography | USEPA |  | 0 |  | 5/21/2009 1:49:21 PM
275073 | 8021B | EPA Method for VOC | 21FLDADE_WQX |  |  |  | 12/19/2011 9:13:11 AM
5035 | 8021B (BY GC-ELCD) | Aromatic and Halogenated Volatiles by GC-ELCD | USEPA | 8021B (by GC-ELCD) ~ EPA-RCA ; Aromatic and Halogenated Volatiles by GC-ELCD | 0 | https://www.nemi.gov/methods/method_summary/5224/ | 7/31/2013 12:00:00 AM
5036 | 8021B (BY GC-PID) | Aromatic and Halogenated Volatiles by GC-PID | USEPA | 8021B (by GC-PID) ~ EPA-RCA ; Aromatic and Halogenated Volatiles by GC-PID | 0 | https://www.nemi.gov/methods/method_summary/5242/ | 7/31/2013 12:00:00 AM
835 | 8023 | Hexavalent Chromium in Water | HACH |  |  |  | 8/12/2006 11:50:00 PM
836 | 8024 | Total Chromium in Water | HACH |  |  |  | 8/12/2006 11:50:00 PM
3023 | 8025 | Color, APHA Platinum-Cobalt | HACH |  |  |  | 2/20/2007 1:20:00 PM
65279 | 8025 | Color, APHA Platinum-Cobalt | KAWNATON_WQX | null |  |  | 4/16/2014 12:53:34 PM
837 | 8027 | Cyanide in Water | HACH |  |  |  | 8/12/2006 11:50:00 PM
838 | 8029 | Fluoride in Water | HACH |  |  |  | 8/12/2006 11:50:00 PM
2199 | 8030A | Acrolein and Acrylonitrile by GC | USEPA |  |  |  | 8/12/2006 11:50:00 PM
2200 | 8031 | Acrylonitrile by Gas Chromatography | USEPA | 8031 ~ EPA-RCA ; Acrylonitrile in Water Using Gas Chromatography |  | https://www.nemi.gov/methods/method_summary/5243/ | 8/12/2006 11:50:00 PM
2201 | 8032 | Acrylamide by Gas Chromatography | USEPA |  |  |  | 8/12/2006 11:50:00 PM
2202 | 8032A | Acrylamide by Gas Chromatography | USEPA | 8032A ~ EPA-RCA ; Acrylamide in Aqueous Matrices Using Gas Chromatography |  | https://www.nemi.gov/methods/method_summary/5219/ | 8/12/2006 11:50:00 PM
839 | 8033 | Lead in Water | HACH |  |  |  | 8/12/2006 11:50:00 PM
2203 | 8033 | Acetonitrile by GC/NPD | USEPA | 8033 ~ EPA-RCA ; Acetonitrile in Aqueous Matrices Using Gas Chromatography with Nitrogen-Phosphorus Detection |  | https://www.nemi.gov/methods/method_summary/5220/ | 8/12/2006 11:50:00 PM
840 | 8034 | Manganese in Water | HACH |  |  |  | 8/12/2006 11:50:00 PM
110128 | 8034 | Manganese in Water | OTTAWATRIBEOFOK |  |  |  | 6/24/2011 3:45:32 PM
841 | 8037 | Nickel in Water | HACH |  |  |  | 8/12/2006 11:50:00 PM
842 | 8038 | Ammonia Nitrogen in Water | HACH |  |  |  | 8/12/2006 11:50:00 PM
743090 | 8039 | Nitrate, Cadmium Reduction Method | HACH |  |  |  | 12/5/2017 3:40:17 PM
558902 | 8040 | EPA Method 8040 Phenols by Gas Chromatography | R10BOOMSNUB | EPA Method 8040 Phenols by Gas Chromatography |  |  | 12/5/2014 2:13:23 PM
2204 | 8040A(ECD) | Phenols by Gas Chromatography | USEPA |  |  |  | 8/12/2006 11:50:00 PM
2205 | 8040A(FID) | Phenols by Gas Chromatography | USEPA |  |  |  | 8/12/2006 11:50:00 PM
2206 | 8041 | Phenols by Capillary Column GC | USEPA |  |  |  | 8/12/2006 11:50:00 PM
5037 | 8041A | Phenols by Gas Chromatography | USEPA | 8041A ~ EPA-RCA ; Phenols by Gas Chromatography |  | https://www.nemi.gov/methods/method_summary/5221/ | 7/31/2013 12:00:00 AM
843 | 8043 | Biological Oxygen Demand in Water | HACH |  |  |  | 8/12/2006 11:50:00 PM
844 | 8047 | Phenols in Water | HACH |  |  |  | 8/12/2006 11:50:00 PM
110612 | 8048 | Reactive Phosphorus in Water | KAWNATON_WQX | null | null |  | 1/30/2014 11:57:27 AM
845 | 8048 | Reactive Phosphorus in Water | HACH | 8048 ~ Hach Co. ; Orthophosphate by Colorimetry |  | https://www.nemi.gov/methods/method_summary/4828/ | 8/12/2006 11:50:00 PM
121743 | 8049 | Tetraphenylborate Method | HACH |  |  |  | 3/22/2011 5:59:46 PM
63071 | 805 | PCTFB | 21PA_WQX | 805-1-Chloro-4-(trifluoromethyl)benzene**** | Final |  | 11/20/2014 3:23:07 PM
846 | 8051 | Sulfate in Water | HACH |  |  |  | 8/12/2006 11:50:00 PM
65282 | 8051 | Sulfate in Water | KAWNATON_WQX | null | null |  | 4/16/2014 12:53:35 PM
2207 | 8060(ECD) | Phthalate Esters by Gas Chromatography | USEPA |  |  |  | 8/12/2006 11:50:00 PM
2208 | 8060(FID) | Phthalate Esters by Gas Chromatography | USEPA |  |  |  | 8/12/2006 11:50:00 PM
2209 | 8061 | Phthalate Esters by Gas Chromatography | USEPA |  |  |  | 8/12/2006 11:50:00 PM
2210 | 8061A | Phthalate Esters by Capillary GC/ECD | USEPA | 8061A ~ EPA-RCA ; Phthalate Esters in Aqueous and Solid Matrices by GC-ECD |  | https://www.nemi.gov/methods/method_summary/5222/ | 8/12/2006 11:50:00 PM
2211 | 8070 | Nitrosamines by Gas Chromatography | USEPA |  |  |  | 8/12/2006 11:50:00 PM
2212 | 8070A | Nitrosamines by Gas Chromatography | USEPA |  |  |  | 8/12/2006 11:50:00 PM
847 | 8071 | Sulfite in Water by Titration | HACH |  |  |  | 8/12/2006 11:50:00 PM
848 | 8074(A) | Total, Fecal and E. Coli Coliform | HACH |  |  |  | 8/12/2006 11:50:00 PM
849 | 8074(B) | Total, Fecal and E. Coli Coliform | HACH |  |  |  | 8/12/2006 11:50:00 PM
19780 | 8080 | ORGANOCHLORINE PESTICIDES AND PCBS | MEDEP_WQX |  |  |  | 9/25/2008 1:44:44 PM
507793 | 8080 | 8080 | INSTOR_WQX |  |  |  | 11/27/2017 10:52:47 AM
2213 | 8080A | Pesticides and PCBs | USEPA |  |  |  | 8/12/2006 11:50:00 PM
3149 | 8081 | Organochlorine Pesticides and PCBs | USEPA |  |  |  | 7/22/2008 9:31:01 AM
532545 | 8081 | UNKNOWN METHOD FOR THE DETERMINATION OF PESTICIDES | 21NYDECA_WQX | Added 6/17/2009 |  |  | 1/6/2014 8:35:50 AM
507829 | 8081 | 8081 | INSTOR_WQX |  |  |  | 8/20/2018 1:51:46 PM
2214 | 8081(S) | Organochlorine Pesticides and PCBs | USEPA | in Sediment |  |  | 8/12/2006 11:50:00 PM
533058 | 8081(S) | OrganoChlorine Pesticides in Sediment | USACOEND |  |  |  | 3/5/2014 4:16:04 PM
2215 | 8081(W) | Organochlorine Pesticides and PCBs | USEPA | in Water |  |  | 8/12/2006 11:50:00 PM
257401 | 8081/8082_M | Organochlorine Pesticides and PCB's as Arochlors by Capillary Cloumn GC | 21FLWPB_WQX |  |  |  | 11/19/2018 4:05:00 PM
19775 | 8081A | ORGANOCHLORINE PESTICIDES BY GAS CHROMATOGRAPHY | MEDEP_WQX |  |  |  | 9/25/2008 1:44:27 PM
3150 | 8081A | Organochlorine Pesticides and PCBs by GC | USEPA |  |  |  | 7/22/2008 9:31:01 AM
2216 | 8081A(SNB) | Organochlorine Pesticides and PCBs by GC | USEPA |  |  |  | 8/12/2006 11:50:00 PM
2217 | 8081A(SWB) | Organochlorine Pesticides and PCBs by GC | USEPA |  |  |  | 8/12/2006 11:50:00 PM
2218 | 8081A(WNB) | Organochlorine Pesticides and PCBs by GC | USEPA |  |  |  | 8/12/2006 11:50:00 PM
2219 | 8081A(WWB) | Organochlorine Pesticides and PCBs by GC | USEPA |  |  |  | 8/12/2006 11:50:00 PM
262032 | 8081AM | EPA 8081AM | CEDEN |  |  |  | 9/27/2013 7:45:33 PM
5038 | 8081B | Organochlorine Pesticides by GC-ECD | USEPA | 8081B ~ EPA-RCA ; Organochlorine Pesticides by GC-ECD |  | https://www.nemi.gov/methods/method_summary/4723/ | 7/31/2013 12:00:00 AM
262046 | 8081BM | EPA 8081BM | CEDEN |  |  |  | 9/27/2013 6:09:22 PM
3156 | 8082 | Polychlorinated Biphenyls (PCBs) by Gas Chromatography | USEPA |  |  |  | 11/12/2008 10:58:17 AM
19928 | 8082 | SW8082 | 21AWIC |  |  |  | 2/4/2019 8:12:00 PM
507886 | 8082 | 8082 | INSTOR_WQX |  |  |  | 8/20/2018 1:51:46 PM
19922 | 8082 | Same as 8082(S) | LADEQWPD_WQX |  |  |  | 5/17/2013 1:31:04 PM
143179 | 8082 (SW-846) | AROCHLORS (PCBs) | 21MSWQ_WQX |  |  |  | 5/5/2011 4:45:09 PM
533059 | 8082(S) | PolyChlorinated BiPhenyls (PCBs) in Sediment | USACOEND |  |  |  | 3/5/2014 4:16:05 PM
2220 | 8082(S) | PCBs as Aroclors by Capillary Column GC | USEPA | in Sediment |  |  | 8/12/2006 11:50:00 PM
551986 | 8082(S) | PCBs as Aroclors by Capillary Column GC | SELDOVIA | PCBs as Aroclors by Capillary Column GC |  |  | 7/22/2014 6:50:32 PM
2221 | 8082(W) | PCBs as Aroclors by Capillary Column GC | USEPA | in Water |  |  | 8/12/2006 11:50:00 PM
5039 | 8082A | Polychlorinated Biphenyls (PCBs) by Gas Chromatography | USEPA | 8082A ~ EPA-RCA ; Polychlorinated Biphenyls (PCBs) by Gas Chromatography |  | https://www.nemi.gov/methods/method_summary/9356/ | 7/31/2013 12:00:00 AM
262033 | 8082M | EPA 8082M | CEDEN |  |  |  | 9/27/2013 6:24:09 PM
2222 | 8090(ECD) | Nitroaromatics and Cyclic Ketones | USEPA |  |  |  | 8/12/2006 11:50:00 PM
2223 | 8090(FID) | Nitroaromatics and Cyclic Ketones | USEPA |  |  |  | 8/12/2006 11:50:00 PM
2224 | 8091 | Nitroaromatics and Cyclic Ketones | USEPA |  |  |  | 8/12/2006 11:50:00 PM
5040 | 8091 (BY GC-ECD) | Nitroaromatics and Cyclic Ketones in Water, Soil, and Waste by GC-ECD or GC-NPD | USEPA | 8091 (by GC-ECD) ~ EPA-RCA ; Nitroaromatics and Cyclic Ketones in Water, Soil, and Waste by GC-ECD or GC-NPD |  | https://www.nemi.gov/methods/method_summary/5223/ | 7/31/2013 12:00:00 AM
5041 | 8091 (BY GC-NPD) | Nitroaromatics and Cyclic Ketones in Water, Soil, and Waste by GC-NPD | USEPA | 8091 (by GC-NPD) ~ EPA-RCA ; Nitroaromatics and Cyclic Ketones in Water, Soil, and Waste by GC-NPD |  | https://www.nemi.gov/methods/method_summary/5225/ | 7/31/2013 12:00:00 AM
566474 | 81 | EPA 1631E | CEDEN | Mercury in Water by Oxidation, Purge&Trap and Cold Vapor Atomic Fluorescence Spectrometry, Revision E |  |  | 5/15/2018 11:22:13 PM
2225 | 8100 | Polynuclear Aromatic Hydrocarbons by GC | USEPA | 8100 ~ EPA-RCA ; Polynuclear Aromatic Hydrocarbons in Water and Solid Samples by GC-FID |  | https://www.nemi.gov/methods/method_summary/5256/ | 8/12/2006 11:50:00 PM
2226 | 8110 | Haloethers by Gas Chromatography | USEPA |  |  |  | 8/12/2006 11:50:00 PM
5042 | 8111 | Haloethers in Water, Soil, and Waste Samples by Chromatography and Electron Capture Detection | USEPA | 8111 ~ EPA-RCA ; Haloethers in Water, Soil, and Waste Samples by Chromatography and Electron Capture Detection | 0 | https://www.nemi.gov/methods/method_summary/5257/ | 7/31/2013 12:00:00 AM
2227 | 8111(S) | Haloethers by Gas Chromatography | USEPA | in Sediment | 0 |  | 8/12/2006 11:50:00 PM
2228 | 8111(W) | Haloethers by Gas Chromatography | USEPA | in Water | 0 |  | 8/12/2006 11:50:00 PM
3238 | 8112 | Total Iron - TPTZ Method | HACH |  |  |  | 1/28/2013 1:44:00 PM
5295 | 8113 | Mercuric Thiocyanate Method | HACH |  |  |  | 12/16/2014 9:04:00 AM
109728 | 8113 | HACH Chloride 8113 Method | BADRIVER_WQX | Chloride in the sample reacts with mercuric thiocyanate to form mercuric chloride and liberate thiocyanate ion. Thiocyanate ions react with the ferric ions to form an orange ferric thiocyanate complex. The amount of this complex is proportional to the chloride concentration. Chloride at these levels also can be determined directly using the Chloride Ion Selective Electrode (Cat. No. 50255-00). The analysis is preformed on a HACH Spectophotometer. | 8113 |  | 10/20/2010 3:42:13 PM
850 | 8116 | Chemical Oxygen Demand in Water | HACH |  |  |  | 8/12/2006 11:50:00 PM
2229 | 8120A | Chlorinated Hydrocarbons by GC | USEPA |  |  |  | 8/12/2006 11:50:00 PM
2230 | 8121 | Chlorinated Hydrocarbons by GC | USEPA |  |  |  | 8/12/2006 11:50:00 PM
2231 | 8131 | Aniline by GC: Capillary Column | USEPA |  |  |  | 8/12/2006 11:50:00 PM
851 | 8131 | Sulfide in Water | HACH |  |  |  | 8/12/2006 11:50:00 PM
730218 | 8136 and 8166 | 8136 and 8166 | SMWC | HACH method, for Total Phosphorus and Total Kjeldahl Nitrogen, terminology as reported by Enviro-Tech lab |  |  | 3/10/2016 3:38:06 PM
2232 | 8140 | Organophosphorus Pesticides by GC | USEPA |  |  |  | 8/12/2006 11:50:00 PM
19927 | 8141 | SW8141 | 21AWIC |  |  |  | 2/4/2019 8:12:00 PM
131937 | 8141 | Organophosphorus Compounds by Gas Chromatography: | KAWNATON_WQX | null | null |  | 1/30/2014 11:55:24 AM
3155 | 8141 | Organophosphorus Compounds by Gas Chromatography: Capillary Column Technique | USEPA |  |  |  | 11/12/2008 10:58:16 AM
2233 | 8141(S) | Organophosphorus Compounds in Soil by GC | USEPA | in Sediment |  |  | 8/12/2006 11:50:00 PM
2234 | 8141(W) | Organophosphorus Compounds in Water | USEPA | in Water |  |  | 8/12/2006 11:50:00 PM
532027 | 8141A | EPA 8141A | CEDEN |  |  |  | 9/27/2013 6:34:45 PM
65278 | 8141A(S) | Organophosphorus Compounds in Soil by GC | KAWNATON_WQX | null | null |  | 1/30/2014 11:58:06 AM
2235 | 8141A(S) | Organophosphorus Compounds in Soil by GC | USEPA | in Sediment |  |  | 8/12/2006 11:50:00 PM
257400 | 8141A(S)_M | Organophosphorus Compounds in Soil by GC | 21FLWPB_WQX |  |  |  | 11/19/2018 4:05:00 PM
2236 | 8141A(W) | Organophosphorus Compounds in Water | USEPA | in Water |  |  | 8/12/2006 11:50:00 PM
505781 | 8141A(W) | Organophosphorus Compounds in Water | KAWNATON_WQX | null | null |  | 1/30/2014 12:10:41 PM
262031 | 8141AM | EPA 8141AM | CEDEN |  |  |  | 9/27/2013 6:09:55 PM
5043 | 8141B (BY GC-FPD) | Organophosphorus Compounds in Water, Soil, and Waste Samples by GC-FPD | USEPA | 8141B (by GC-FPD) ~ EPA-RCA ; Organophosphorus Compounds in Water, Soil, and Waste Samples by GC-FPD |  | https://www.nemi.gov/methods/method_summary/5258/ | 7/31/2013 12:00:00 AM
5044 | 8141B (BY GC-NPD) | Organophosphorus Compounds in Water, Soil, and Waste Samples by GC-NPD | USEPA | 8141B (by GC-NPD) ~ EPA-RCA ; Organophosphorus Compounds in Water, Soil, and Waste Samples by GC-NPD |  | https://www.nemi.gov/methods/method_summary/5226/ | 7/31/2013 12:00:00 AM
5332 | 8146 | Ferrous Iron in Waters | HACH |  |  |  | 1/26/2016 4:00:40 PM
2237 | 8150B | Chlorinated Herbicides by GC | USEPA |  |  |  | 8/12/2006 11:50:00 PM
2238 | 8151(S) | Chlorinated Herbicides in Soils by GC | USEPA | in Sediment |  |  | 8/12/2006 11:50:00 PM
2239 | 8151(W) | Chlorinated Herbicides in Water by GC | USEPA | in Water |  |  | 8/12/2006 11:50:00 PM
3154 | 8151A | Chlorinated Herbicides by GC using Methylation or Pentafluorobenzylation Derivatization | USEPA | 8151A ~ EPA-RCA ; Chlorinated Herbicides and Related Compounds in Water, Soil, and Waste Samples by Capillary GC-ECD |  | https://www.nemi.gov/methods/method_summary/5259/ | 11/12/2008 10:58:16 AM
5560 | 8155 | Salicylate Method Powder Pillows | HACH | http://www.hach.com/asset-get.download.jsa?id=7639982436 |  |  | 8/8/2016 10:29:19 AM
852 | 8156 | pH in Water | HACH | 8156 ~ Hach Co. ; pH in Water |  | https://www.nemi.gov/methods/method_summary/4724/ | 8/12/2006 11:50:00 PM
853 | 8157 | Dissolved Oxygen in Water | HACH |  |  |  | 8/12/2006 11:50:00 PM
59322 | 8157 | Dissolved Oxygen in Water | 21AQ_WQX |  |  |  | 7/24/2009 2:41:24 PM
854 | 8158 | Total Nonfilterable Residue Solids | HACH |  |  |  | 8/12/2006 11:50:00 PM
855 | 8160 | Conductivity in Water by Direct Measurement | HACH |  |  |  | 8/12/2006 11:50:00 PM
856 | 8163 | Total Filterable Solids | HACH |  |  |  | 8/12/2006 11:50:00 PM
857 | 8164 | Volatile Nonfilterable Solids in Water | HACH |  |  |  | 8/12/2006 11:50:00 PM
858 | 8165 | Settleable Matter Solids in Wastewater | HACH |  |  |  | 8/12/2006 11:50:00 PM
859 | 8167 | Total Chlorine in Water by DPD | HACH |  |  |  | 8/12/2006 11:50:00 PM
741586 | 8167 | Total Chlorine - USEPA DPD Method | SANTACLARAPBLO | For testing residual chlorine and chloramines in water, wastewater, estuary water and seawater; USEPA-accepted for reporting for drinking and wastewater analyses. |  |  | 2/5/2019 6:53:11 AM
860 | 8168 | Total Chlorine in Water by Titration | HACH |  |  |  | 8/12/2006 11:50:00 PM
121744 | 8171 | Nitrates in Water | HACH |  |  |  | 3/22/2011 5:59:55 PM
3024 | 8172 | Fecal Streptococci, MPN | HACH |  |  |  | 2/20/2007 1:20:00 PM
563780 | 818-87T | Total Nitrogen (BRAN AND LUEBBE METHOD 1987) | MEDEP_WQX |  |  |  | 9/15/2015 3:20:40 PM
5303 | 818-87T | Total Nitrogen (BRAN AND LUEBBE METHOD 1987) | BL |  |  |  | 3/9/2015 3:23:11 PM
3025 | 8186 | Silica, Colorimetric | HACH |  |  |  | 2/20/2007 1:20:00 PM
861 | 8190 | Total Phosphorus in Water | HACH |  |  |  | 8/12/2006 11:50:00 PM
110617 | 8190 | Total Phosphorus in Water | KAWNATON_WQX | null | null |  | 1/30/2014 11:57:37 AM
3026 | 8195 | Determination of Turbidity | HACH |  |  |  | 2/20/2007 1:20:00 PM
110609 | 8195 | Determination of Turbidity | KAWNATON_WQX | null | null |  | 1/30/2014 11:57:27 AM
566473 | 82 | ELISA SOP 3.3 | CEDEN | ELISA Diazinon and Chlorpyrifos analysis |  |  | 3/18/2016 4:36:02 PM
558006 | 82 | Ethyl Chloride (Chloroethane) | 21PA_WQX | 82-Chloroethane**** | Final |  | 11/20/2014 3:23:07 PM
19932 | 82 | COLOR WTR SMPL ADMI | 21NC03WQ | COLOR SPECTROPHOTO WATER SMPL AT7.6PH ADMI UNITS |  |  | 5/14/2009 3:36:44 PM
4706 | 8201 | Acidity of Water | HACH | 8201 ~ Hach Co. ; Acidity of Water |  | https://www.nemi.gov/methods/method_summary/9640/ | 7/31/2013 12:00:00 AM
4707 | 8202 | Phenolphthalein (Total) Acidity of Water | HACH | 8202 ~ Hach Co. ; Phenolphthalein (Total) Acidity of Water |  | https://www.nemi.gov/methods/method_summary/9637/ | 7/31/2013 12:00:00 AM
3196 | 8203 | Phenolphthalein and Total Alkalinity by Digital Titrator | HACH | 8203 ~ Hach Co. ; Alkalinity of Water By Digital Titration |  | https://www.nemi.gov/methods/method_summary/9634/ | 4/7/2010 12:00:00 AM
762673 | 8207 | Chloride in water by digital titration - silver nitrate method | HACH | Chloride DOC316.53.01171 Silver Nitrate Method Method 8207 10 to 10,000 mg/L as Cl- Digital Titrator Scope and application: For water, wastewater and seawater. Test preparation. URL: https://www.hach.com/asset-get.download-en.jsa?code=56134 |  |  | 8/29/2018 4:02:06 PM
19930 | 82079 | Turbidity lab (NTU) | 21NC03WQ | TURBIDITY LAB NEPHELOMETRIC TURBIDITY UNITS NTU |  |  | 5/15/2009 12:21:56 PM
19485 | 82079 | Turbidity | 21PA_WQX | 82079-TURBIDITY, NEPHELMETRIC | Final |  | 11/20/2014 3:15:02 PM
565352 | 821/R-91-100 | EPA 821/R-91-100 Draft Analytical Method for the Determination of Acid Volatile Sulfide in Sediment. December 1991. | 21VASWCB |  |  |  | 8/14/2015 10:23:17 AM
862 | 8219 | Acidity in Water | HACH | 8219 ~ Hach Co. ; Acidity, Methyl Orange, of Water by Buret Titration |  | https://www.nemi.gov/methods/method_summary/9635/ | 8/12/2006 11:50:00 PM
863 | 8221 | Alkalinity by Buret Titration | HACH | 8221 ~ Hach Co. ; Alkalinity by Buret Titration |  | https://www.nemi.gov/methods/method_summary/9636/ | 8/12/2006 11:50:00 PM
65293 | 8221 | Alkalinity by Buret Titration | KAWNATON_WQX | null | null |  | 4/16/2014 12:53:36 PM
864 | 8222 | Calcium Hardness in Water | HACH |  |  |  | 8/12/2006 11:50:00 PM
865 | 8224 | Chloride by Buret Titration | HACH |  |  |  | 8/12/2006 11:50:00 PM
866 | 8225 | Chloride by Titration | HACH |  |  |  | 8/12/2006 11:50:00 PM
65290 | 8226 | Total Hardness in Water | KAWNATON_WQX | null | null |  | 1/30/2014 11:56:41 AM
867 | 8226 | Total Hardness in Water | HACH | 8226 ~ Hach Co. ; Total Hardness in Water |  | https://www.nemi.gov/methods/method_summary/4725/ | 8/12/2006 11:50:00 PM
868 | 8229 | Dissolved Oxygen in Water | HACH | 8229 ~ Hach Co. ; Dissolved Oxygen - Winkler Method |  | https://www.nemi.gov/methods/method_summary/4786/ | 8/12/2006 11:50:00 PM
869 | 8230 | Chemical Oxygen Demand in Water | HACH |  |  |  | 8/12/2006 11:50:00 PM
5294 | 8233 | Buret Titration Method | HACH |  |  |  | 12/16/2014 9:04:00 AM
5297 | 8237 | Absorptometric Method | HACH |  |  |  | 12/16/2014 9:04:00 AM
3093 | 8240B | Volatile Organics by GC/MS | USEPA |  |  |  | 12/20/2007 10:51:52 AM
2240 | 8240B(S) | Volatile Organics in Soil by GC/MS | USEPA | in Sediment |  |  | 8/12/2006 11:50:00 PM
2241 | 8240B(W) | Volatile Organics in Water by GC/MS | USEPA | in Water |  |  | 8/12/2006 11:50:00 PM
3027 | 8241 | Heterotrophic Bacteria, Pour Plate | HACH |  |  |  | 2/20/2007 1:20:00 PM
2242 | 8250A | Semivolatile Organics in Water by GC/MS | USEPA |  |  |  | 8/12/2006 11:50:00 PM
19394 | 82550 | Osmotic Pressure | 21PA_WQX | 82550-OSMOTIC PRESSURE, MOS/KG | Final |  | 1/6/2019 10:06:43 AM
548308 | 82550 | Osmotic Pressure | WQXTEST | 82550-OSMOTIC PRESSURE, MOS/KG | Final |  | 10/31/2014 9:35:03 AM
557212 | 8260 | USEPA Method 8260 | RM11E_SUPRIFS | 8260 |  |  | 10/31/2014 4:14:56 PM
558641 | 8260 | EPA Method 8260 Volatile Organic Compounds by GC/MS | R10BOOMSNUB | EPA Method 8260 Volatile Organic Compounds by GC/MS |  |  | 12/5/2014 2:15:36 PM
262043 | 8260 | EPA 8260 | CEDEN |  |  |  | 9/28/2013 3:38:21 PM
508392 | 8260 | 8260 | INSTOR_WQX |  |  |  | 11/30/2017 1:46:25 PM
2243 | 8260A | Volatile Organics in Waste by CGC/MS | USEPA |  |  |  | 8/12/2006 11:50:00 PM
533056 | 8260B | Volatile Organics in Sediment | USACOEND |  |  |  | 3/5/2014 4:16:01 PM
511117 | 8260B | 8260B | WYDEQ_WQX |  |  |  | 10/10/2012 5:32:27 PM
2244 | 8260B | Volatile Organics by CGC/MS | USEPA | 8260B ~ EPA-RCA ; Volatile Organic Compounds by GC/MS |  | https://www.nemi.gov/methods/method_summary/7041/ | 8/12/2006 11:50:00 PM
552191 | 8260B | Volatile Organics by CGC/MS | SELDOVIA | Volatile Organics by CGC/MS |  |  | 7/22/2014 6:50:32 PM
5550 | 8260B (SIM) | Volatile Organic Compounds by GC/MS using SIM | USEPA |  |  |  | 5/12/2016 7:10:40 AM
558896 | 8260C | EPA Method 8260C Volatile Organic Compounds by GC/MS | R10BOOMSNUB | Volatile organic compounds in a variety of solid waste matrices regardless of water content, by gas chromatography/mass spectrometry. |  |  | 12/5/2014 1:37:59 PM
562923 | 8260C | Volatile Organic Compounds by GC/MS | R10OEA | Volatile organic compounds in a variety of solid waste matrices regardless of water content, by gas chromatography/mass spectrometry. URL: http://www.epa.gov/osw/hazard/testmethods/pdfs/8260c.pdf |  |  | 3/3/2015 2:32:43 PM
5264 | 8260C | Volatile Organic Compounds by GC/MS | USEPA | Volatile organic compounds in a variety of solid waste matrices regardless of water content, by gas chromatography/mass spectrometry. URL: http://www.epa.gov/osw/hazard/testmethods/pdfs/8260c.pdf |  |  | 5/22/2014 9:00:00 AM
764620 | 8260D | Volatile Organic Compounds by GC/MS | USEPA |  |  |  | 2/28/2019 10:47:51 AM
558897 | 8260M | EPA Method 8260M Volatile Organic Compounds by GC/MS | R10BOOMSNUB | EPA Method 8260M Volatile Organic Compounds by GC/MS |  |  | 12/5/2014 2:15:14 PM
564893 | 8270 | SW8270 | ASPECT_WQX | Semivolatile Organic Compounds by Gas Chromatography/Mass Spectrometry (GC/MS) |  |  | 5/7/2015 1:48:32 PM
507863 | 8270 | 8270 | INSTOR_WQX |  |  |  | 8/20/2018 1:52:01 PM
558901 | 8270 | EPA Method 8270 Semivolatile Organic Compounds by CGC/MS | R10BOOMSNUB | EPA Method 8270 Semivolatile Organic Compounds by CGC/MS |  |  | 12/5/2014 2:13:21 PM
262270 | 8270 MOD | Semi-volatile organic pollutants, excluding PCBs and Toxaphene, in soils/sediments by GC/MS | 21FLPNS_WQX |  |  |  | 5/29/2014 9:56:58 AM
2245 | 8270B(S) | Semivolatile Organics in Soil by GC/MS | USEPA | in Sediment |  |  | 8/12/2006 11:50:00 PM
2246 | 8270B(W) | Semivolatile Organics in Water by GC/MS | USEPA | in Water |  |  | 8/12/2006 11:50:00 PM
533057 | 8270C | SemiVolatile Organics in Sediment | USACOEND |  |  |  | 3/5/2014 4:16:02 PM
3092 | 8270C | Semivolatile Organic Compounds by CGC/MS | USEPA |  |  |  | 12/20/2007 10:51:52 AM
5545 | 8270C (SIM) | Semivolatile Organic Compounds by Gas Chromatography/Mass Spectrometry (GC/MS) Using SIM | USEPA |  |  |  | 4/29/2016 7:46:15 AM
551799 | 8270C MOD | 8270C MOD | SALTCHUCK_WQX |  |  |  | 6/5/2014 6:08:50 PM
2247 | 8270C(S) | Semivolatile Organic Compounds by CGC/MS | USEPA | in Sediment |  |  | 8/12/2006 11:50:00 PM
551987 | 8270C(S) | Semivolatile Organic Compounds by CGC/MS | SELDOVIA | Semivolatile Organic Compounds by CGC/MS |  |  | 7/22/2014 6:50:32 PM
552193 | 8270C(W) | Semivolatile Organic Compounds by CGC/MS | SELDOVIA | Semivolatile Organic Compounds by CGC/MS in Water |  |  | 7/22/2014 6:50:32 PM
2248 | 8270C(W) | Semivolatile Organic Compounds by CGC/MS | USEPA | in Water |  |  | 8/12/2006 11:50:00 PM
557936 | 8270CSIM | 8270C GCMS (SIM detection) of organochlorine and organophosphorus pesticides plus PCB | 21VASWCB |  |  |  | 11/5/2018 9:01:33 AM
565349 | 8270CTOF | SW846 8270C GCMS Time of Flight Analysis of Chlorophenoxy Herbicides | 21VASWCB |  |  |  | 8/14/2015 10:32:02 AM
551299 | 8270C_SIM | 8270C_SIM | SALTCHUCK_WQX | Semivolatile Organic Compounds by CGC/MS using SIM method |  |  | 5/20/2014 2:21:14 PM
3166 | 8270D | Semivolatile Organic Compounds by GC/MS | USEPA | 8270D ~ EPA-RCA ; Semivolatile Organic Compounds by GC/MS |  | https://www.nemi.gov/methods/method_summary/4726/ | 5/21/2009 1:49:21 PM
5546 | 8270D (SIM) | Semivolatile Organic Compounds by GC/MS use of Selected Ion Monitoring (SIM) | USEPA |  |  |  | 4/29/2016 7:46:15 AM
564894 | 8270DSIM | SW8270DSIM | ASPECT_WQX | Semivolatile Organic Compounds by Gas Chromatography/Mass Spectrometry (GC/MS), Selective Ion Monitoring (SIM), Revision 4 |  |  | 5/7/2015 1:48:32 PM
262030 | 8270M | EPA 8270M | CEDEN |  |  |  | 9/28/2013 4:02:22 PM
3028 | 8271 | Residue, Total Solids | HACH |  |  |  | 2/20/2007 1:20:00 PM
2249 | 8275 | Screening Semivolatile Organics | USEPA |  |  |  | 8/12/2006 11:50:00 PM
2250 | 8275A | PAHs and PCBs in Soils/Wastes: TE/GC/MS | USEPA |  |  |  | 8/12/2006 11:50:00 PM
870 | 8276 | Total Volatile and Fixed Solids | HACH |  |  |  | 8/12/2006 11:50:00 PM
3029 | 8277 | Residue, Volatile, Filterable (dissolved) | HACH |  |  |  | 2/20/2007 1:20:00 PM
2251 | 8280(S) | Polychorinated Dioxins and Furans | USEPA | in Sediment |  |  | 8/12/2006 11:50:00 PM
2252 | 8280(W) | Polychlorinated Dioxins and Furans | USEPA | in Water |  |  | 8/12/2006 11:50:00 PM
2253 | 8280A(O) | Polychorinated Dioxins and Furans | USEPA |  |  |  | 8/12/2006 11:50:00 PM
2254 | 8280A(S) | Polychorinated Dioxins and Furans | USEPA | in Sediment |  |  | 8/12/2006 11:50:00 PM
2255 | 8280A(W) | Polychorinated Dioxins and Furans | USEPA | in Water |  |  | 8/12/2006 11:50:00 PM
4708 | 8288 | Acid/Base Milliequivalent Determination Using Sodium Hydroxide | HACH | 8288 ~ Hach Co. ; Acid/Base Milliequivalent Determination Using Sodium Hydroxide |  | https://www.nemi.gov/methods/method_summary/9632/ | 7/31/2013 12:00:00 AM
4709 | 8289 | Acid/Base Milliequivalent Determination Using Sulfuric Acid | HACH | 8289 ~ Hach Co. ; Acid/Base Milliequivalent Determination Using Sulfuric Acid |  | https://www.nemi.gov/methods/method_summary/9633/ | 7/31/2013 12:00:00 AM
2256 | 8290 | Polychlorinated PCDDs and PCDFs by HRGC/HRMS | USEPA |  |  |  | 8/12/2006 11:50:00 PM
733225 | 8290A | USEPA 8290A | WQXTEST | 8290A | Final |  | 6/12/2017 9:09:08 PM
63046 | 83 | 1,2-Dibromoethane | 21PA_WQX | 83-1,2-Dibromoethane**** | Final |  | 11/20/2014 3:23:08 PM
566510 | 83 | DFG SOP 103 | CEDEN | Determination of Mercury by FIMS in sed and tissue |  |  | 5/15/2018 11:21:42 PM
19933 | 83 | COLOR WTR SMPL ADMI | 21NC03WQ | COLOR SPECTROPHTOMETRIC FIL WATER SPL ADMI UNITS |  |  | 5/14/2009 3:36:45 PM
1138 | 8300 | Hippuric Acid in Urine by Visible Absorption | NIOSH |  |  |  | 8/12/2006 11:50:00 PM
1139 | 8301 | Hippuric and Methyl Hippuric Acids | NIOSH |  |  |  | 8/12/2006 11:50:00 PM
1140 | 8302 | MBOCA in Urine by GC/ECD | NIOSH |  |  |  | 8/12/2006 11:50:00 PM
1141 | 8303 | Pentachlorophenol in Urine by GC/ECD | NIOSH |  |  |  | 8/12/2006 11:50:00 PM
1142 | 8305 | Phenol and p-Cresol in Urine by GC/FID | NIOSH |  |  |  | 8/12/2006 11:50:00 PM
1143 | 8306 | Benzidine in Urine by GC/ECD | NIOSH |  |  |  | 8/12/2006 11:50:00 PM
1144 | 8308 | Fluoride in Urine by ISE | NIOSH |  |  |  | 8/12/2006 11:50:00 PM
1145 | 8310 | Metals in Urine by ICP | NIOSH |  |  |  | 8/12/2006 11:50:00 PM
507917 | 8310 | 8310 | INSTOR_WQX |  |  |  | 11/30/2017 1:46:30 PM
2257 | 8310 | Polynuclear Aromatic Hydrocarbons | USEPA | 8310 ~ EPA-RCA ; Polynuclear Aromatic Hydrocarbons by HPLC Using Ultraviolet and Fluorescence Detectors |  | https://www.nemi.gov/methods/method_summary/4727/ | 8/12/2006 11:50:00 PM
262041 | 8310M | EPA 8310M | CEDEN |  |  |  | 9/28/2013 3:32:57 PM
871 | 8311 | Ozone in Water | HACH |  |  |  | 8/12/2006 11:50:00 PM
2258 | 8315 | Carbonyl Compounds by HPLC | USEPA |  |  |  | 8/12/2006 11:50:00 PM
2259 | 8315A(LLE) | Carbonyl Compounds by HPLC | USEPA |  |  |  | 8/12/2006 11:50:00 PM
2260 | 8315A(LSE) | Carbonyl Compounds by HPLC | USEPA |  |  |  | 8/12/2006 11:50:00 PM
2261 | 8316 | Acrylamide, Acetonitrile and Acrolein | USEPA | 8316 ~ EPA-RCA ; Acrylamide, Acrylonitrile, and Acrolein by HPLC |  | https://www.nemi.gov/methods/method_summary/10001/ | 8/12/2006 11:50:00 PM
2262 | 8318(S) | n-Methylcarbamates by HPLC | USEPA | in Sediment |  |  | 8/12/2006 11:50:00 PM
2263 | 8318(W) | n-Methylcarbamates by HPLC | USEPA | in Water |  |  | 8/12/2006 11:50:00 PM
2264 | 8321 | Non-Volatile Compounds by HPLC | USEPA |  |  |  | 8/12/2006 11:50:00 PM
2265 | 8321A | Non-Volatile Compounds by HPLC/TS/MS | USEPA |  |  |  | 8/12/2006 11:50:00 PM
5045 | 8321B | Nonvolatiles by HPLC-MS | USEPA | 8321B ~ EPA-RCA ; Nonvolatiles by HPLC-MS |  | https://www.nemi.gov/methods/method_summary/10005/ | 7/31/2013 12:00:00 AM
3030 | 8323 | Fluoride, Electrode | HACH |  |  |  | 2/20/2007 1:20:00 PM
2266 | 8325(CRT) | Non-Volatile Compounds by HPLC/PB/MS | USEPA |  |  |  | 8/12/2006 11:50:00 PM
2267 | 8325(DSK) | Non-Volatile Compounds by HPLC/PB/MS | USEPA |  |  |  | 8/12/2006 11:50:00 PM
2268 | 8325(LLE) | Non-Volatile Compounds by HPLC/PB/MS | USEPA |  |  |  | 8/12/2006 11:50:00 PM
743149 | 8328 | Chemical Oxygen Demand in Water | OREGONDEQ |  |  |  | 2/16/2019 2:34:51 AM
2269 | 8330(S) | Nitroaromatics and Nitramines by HPLC | USEPA | in Sediment |  |  | 8/12/2006 11:50:00 PM
2270 | 8330(W) | Nitroaromatics and Nitramines by HPLC | USEPA | in Water |  |  | 8/12/2006 11:50:00 PM
5046 | 8330B | Explosives by HPLC | USEPA | 8330B ~ EPA-RCA ; Explosives by HPLC |  | https://www.nemi.gov/methods/method_summary/10006/ | 7/31/2013 12:00:00 AM
2271 | 8331(S) | Tetrazene in Soil by HPLC | USEPA | in Sediment |  |  | 8/12/2006 11:50:00 PM
2272 | 8331(W) | Tetrazene in Water by HPLC | USEPA | in Water |  |  | 8/12/2006 11:50:00 PM
2273 | 8332 | Nitroglycerine by HPLC | USEPA |  |  |  | 8/12/2006 11:50:00 PM
872 | 8334 | Free Chlorine in Water by Titration | HACH |  |  |  | 8/12/2006 11:50:00 PM
3031 | 8368 | Coliform Bacteria, Fecal MPN | HACH |  |  |  | 2/20/2007 1:20:00 PM
3032 | 8375 | Temperature, Thermometric | HACH |  |  |  | 2/20/2007 1:20:00 PM
558015 | 84 | Ethylene Dichloride | 21PA_WQX | 84-1,2-Dichloroethane**** | Final |  | 11/20/2014 3:23:08 PM
566587 | 84 | EPA 600/R-95-136M | CEDEN | Modification of EPA 600/R-95-136, EPA 1995: Marine Chronic Test: Atherinops, Mytilus, Strongylocentrotus (development & fertilization), Holmesimysis |  |  | 3/9/2016 5:39:06 PM
2274 | 8410(A) | Semivolatile Organics by GC/FTIR | USEPA |  |  |  | 8/12/2006 11:50:00 PM
2275 | 8410(BN) | Semivolatile Organics by GC/FTIR, B/N Extrct | USEPA |  |  |  | 8/12/2006 11:50:00 PM
2276 | 8430 | Bis(2-Chloroethyl)Ether Products by GC/FTIR | USEPA |  |  |  | 8/12/2006 11:50:00 PM
2277 | 8440 | TRPH by Infrared Spectrophotometry | USEPA |  |  |  | 8/12/2006 11:50:00 PM
531166 | 84983528 | HYDROLAB-DO-CLARK | WA_ECOLOGY | Hydrolab multiparameter sonde with Dissolved Oxygen (DO) by Clark Cell design |  |  | 8/28/2013 5:19:10 PM
531165 | 84983528 | HYDROLAB-DO-CLARK | WQXTEST | Hydrolab multiparameter sonde with Dissolved Oxygen (DO) by Clark Cell design |  |  | 8/28/2013 2:44:56 PM
566550 | 85 | EPA 600/R-99-064M | CEDEN | Mod of EPA 600/R-99-064, EPA 2000: Methods for Measuring the Toxicity and Bioaccumulation of Sediment-associated Contaminants with Freshwater Invertebrates­Second Edition - Hyalella sediment 10 day and 28 day and freshwater amphipods, cerio and hyalella |  |  | 5/15/2018 11:22:23 PM
873 | 8506 | Copper in Water | HACH |  |  |  | 8/12/2006 11:50:00 PM
874 | 8507 | Nitrite in Water | HACH |  |  |  | 8/12/2006 11:50:00 PM
2278 | 8515 | Colorimetric Method for TNT in Soil | USEPA |  |  |  | 8/12/2006 11:50:00 PM
2279 | 8520 | Formaldehyde in Ambient Air | USEPA |  |  |  | 8/12/2006 11:50:00 PM
566579 | 86 | EPA 600/4-90-027FM | CEDEN | Modification of EPA 600/4-90-027F, EPA 1993: Acute Toxicity Test:Hyalella Azteca, Ceriodaphnia, Pimephales, Mysids, old reference |  |  | 3/9/2016 5:27:09 PM
566442 | 88 | EPA 445.0M | CEDEN | Modification of Chlorophyll a by Fluorescence |  |  | 5/15/2018 11:21:01 PM
886 | 88.01(S) | TCDD and TCDF by Mass Spectrometry | NCASI | in Sediment |  |  | 8/12/2006 11:50:00 PM
887 | 88.01(W) | TCDD and TCDF by Mass Spectrometry | NCASI | in Water |  |  | 8/12/2006 11:50:00 PM
558025 | 89 | Ethylidene Dichloride | 21PA_WQX | 89-1,1-Dichloroethane**** | Final |  | 11/20/2014 3:23:09 PM
566409 | 89 | EPA 8082M | CEDEN | Modification of Polychlorinated Biphenyls as Congeners or Arclors by GC/ECD or GC/ELCD |  |  | 5/15/2018 11:21:42 PM
4977 | 8A (SOIL / SEDIMENT) | Chlorinated Biphenyls in Soil, Sediment, and Mixed Samples by HRGC/HRMS | USEPA | 1668a (Soil / Sediment) ~ EPA-OGWDW/TSC ; Chlorinated Biphenyls in Soil, Sediment, and Mixed Samples by HRGC/HRMS |  | https://www.nemi.gov/methods/method_summary/7611/ | 7/31/2013 12:00:00 AM
131911 | 9 | Streamflow | 1119USBR_WQX | Streamflow cfs |  |  | 1/9/2019 4:08:30 PM
566487 | 9 | EPA 1631B | CEDEN | Mercury in Water by Oxidation, Purge&Trap and Cold Vapor Atomic Fluorescence Spectrometry, Revision B |  |  | 3/18/2016 4:21:15 PM
2280 | 9 (OPACITY) | Opacity of Air Emissions | USEPA |  |  |  | 8/12/2006 11:50:00 PM
2281 | 9 (TRITIUM) | Low Level Tritium in Water | USEPA |  |  |  | 8/12/2006 11:50:00 PM
566397 | 90 | EPA 1638M | CEDEN | Modification of Determination of Trace Elements in Ambient Waters by ICPMS |  |  | 5/15/2018 11:21:19 PM
2282 | 900 | Gross Alpha and Beta Activity in Water | USEPA | 900 ~ EPA-NERL ; Gross Alpha and Beta Activity in Water |  | https://www.nemi.gov/methods/method_summary/4730/ | 8/12/2006 11:50:00 PM
741070 | 900 | 900 | AZDEQ_SW |  |  |  | 9/24/2018 10:31:53 AM
218197 | 900 | GROSS BETA ACTIVITY METHOD 900 | 21ARIZ_WQX |  |  |  | 5/12/2016 3:31:23 AM
764593 | 900.0 | 900.0 | AZDEQ_WPD |  |  |  | 2/7/2019 9:12:02 AM
762710 | 900.0 | 900.0 | AZDEQ_SW |  |  |  | 9/24/2018 10:36:34 AM
552381 | 900.0 | GROSS BETA ACTIVITY METHOD 900.0 | 21ARIZ_WQX |  |  |  | 5/12/2016 3:22:16 AM
507330 | 900.0 | 900.0 | INSTOR_WQX |  |  |  | 8/21/2012 8:33:32 AM
2283 | 900.1 | Radium in Drinking Water | USEPA |  |  |  | 8/12/2006 11:50:00 PM
1146 | 9000 | Asbestos, Chrysotile by XRD | NIOSH |  |  |  | 8/12/2006 11:50:00 PM
1147 | 9002 | Asbestos by KLP | NIOSH |  |  |  | 8/12/2006 11:50:00 PM
110107 | 900456 | QA Plan #900456 | 21FLGW_WQX |  |  |  | 11/9/2018 1:27:28 PM
2284 | 901 | Radioactive Cesium in Drinking Water | USEPA |  |  |  | 8/12/2006 11:50:00 PM
2285 | 901.1 | Gamma Emitters in Drinking Water | USEPA | 901.1 ~ EPA-NERL ; Gamma Radionuclides Screening |  | https://www.nemi.gov/methods/method_summary/7391/ | 8/12/2006 11:50:00 PM
2286 | 9010A(A) | Total and Amenable Cyanides by Colorimetry | USEPA |  |  |  | 8/12/2006 11:50:00 PM
2287 | 9010A(B) | Total and Amenable Cyanides by Titration | USEPA |  |  |  | 8/12/2006 11:50:00 PM
2288 | 9012 | Total and Amenable Cyanides | USEPA |  |  |  | 8/12/2006 11:50:00 PM
565527 | 9012 | TOTAL AND AMENABLE CYANIDE | 21ARIZ_WQX |  |  |  | 11/25/2015 5:13:41 PM
509063 | 9012 | 9012 | INSTOR_WQX |  |  |  | 5/27/2016 10:54:04 AM
2289 | 9012A | Total and Amenable Cyanide (Auto UV) | USEPA | 9012A ~ EPA-RCA ; Cyanides, Total and Amenable (CN- Amenable) by Colorimetry |  | https://www.nemi.gov/methods/method_summary/4731/ | 8/12/2006 11:50:00 PM
733206 | 9012B | USEPA 9012B | WQXTEST | 9012B | Final |  | 6/12/2017 9:09:11 PM
2290 | 9013 | Cyanide Extraction for Solids and Oils | USEPA |  |  |  | 8/12/2006 11:50:00 PM
732598 | 9014 | 9014 | INSTOR_WQX |  |  |  | 11/30/2017 1:46:26 PM
4607 | 9014 | Titrimetric and manual Spectrophotometric Determinative methods for Cyanide | USEPA |  |  |  | 3/6/2013 8:50:00 AM
757111 | 9016 | Free Cyanide in Water, Soils, and Solid Wastes by Microdiffusion | USEPA | https://www.epa.gov/hw-sw846/validated-test-method-9016-free-cyanide-water-soils-and-solid-wastes-microdiffusion |  |  | 5/15/2018 11:02:04 AM
2291 | 902 | Radioactive Iodine in Water | USEPA |  |  |  | 8/12/2006 11:50:00 PM
2292 | 9020B | Total Organic Halides by Coulometry | USEPA |  |  |  | 8/12/2006 11:50:00 PM
2293 | 9021 | Purgeable Organic Halides in Water | USEPA |  |  |  | 8/12/2006 11:50:00 PM
2294 | 9022 | Total Oganic Halides, Neutron Activation | USEPA |  |  |  | 8/12/2006 11:50:00 PM
2295 | 9023 | Extractable Organic Halides in Solids | USEPA |  |  |  | 8/12/2006 11:50:00 PM
2296 | 903 | Radium in Drinking Water | USEPA | 903 ~ EPA-ORD / EPA-OST ; Alpha-Emitting Radium Isotopes in Drinking Water |  | https://www.nemi.gov/methods/method_summary/9183/ | 8/12/2006 11:50:00 PM
459024 | 903 | UNKOWN | SDDENR_WQX |  |  |  | 4/25/2014 10:11:55 AM
561653 | 903.0 | LBP Radioisotopes | R10MIDNITE |  |  |  | 4/1/2015 6:07:16 PM
733226 | 903.0 | USEPA 903.0 | WQXTEST | 903.0 | Final |  | 6/12/2017 9:09:07 PM
565348 | 903.0 | RADIUM 226 ACTIVITY METHOD | 21ARIZ_WQX |  |  |  | 12/4/2015 11:51:53 AM
2297 | 903.1 | Radium-226 in Drinking Water | USEPA | 903.1 ~ EPA-NERL ; Radium-226 in Drinking Water |  | https://www.nemi.gov/methods/method_summary/4732/ | 8/12/2006 11:50:00 PM
511120 | 903.1 | 903.1 | WYDEQ_WQX |  |  |  | 10/10/2012 6:47:19 PM
261914 | 903.1 | RADIUM 226 ACTIVITY METHOD | 21ARIZ_WQX |  |  |  | 5/12/2016 3:51:09 AM
741095 | 903.1 | UNKOWN | SDDENR_WQX |  |  |  | 1/29/2019 6:10:35 PM
741440 | 903.1 | 903.1 | AZDEQ_SW |  |  |  | 9/24/2018 10:31:53 AM
733174 | 903.1 | 903.1 | WYDEQ_Watershed |  |  |  | 11/16/2016 12:10:02 PM
731049 | 903.1/904 | USEPA 903.1/904 combined method | NNEPA | 903.1/904 |  |  | 5/16/2016 8:24:11 PM
731050 | 903/904 | USEPA 903/904 combined method | NNEPA | 903/904 |  |  | 5/16/2016 8:24:07 PM
558907 | 9030 | EPA Method 9030 Acid Soluble and Acid Insoluble Sulfides | R10BOOMSNUB | EPA Method 9030 Acid Soluble and Acid Insoluble Sulfides |  |  | 12/5/2014 2:23:00 PM
509062 | 9030 | 9030 | INSTOR_WQX |  |  |  | 5/27/2016 10:51:46 AM
2298 | 9030A | Acid Soluble and Acid Insoluble Sulfides | USEPA |  |  |  | 8/12/2006 11:50:00 PM
2299 | 9031 | Extractable Sulfides by Titration | USEPA |  |  |  | 8/12/2006 11:50:00 PM
733208 | 9034 | USEPA Test Method 9034 | WQXTEST | 9034 | Final | https://www.epa.gov/hw-sw846/sw-846-test-method-9034-titrimetric-procedure-acid-soluble-and-acid-insoluble-sulfides | 6/13/2017 2:39:31 PM
732245 | 9034 | 9034 | INSTOR_WQX |  |  |  | 5/27/2016 10:54:03 AM
741488 | 9034 | Sulfide, Acid Soluble and Insoluble (Titrimetric) | USEPA | https://www.epa.gov/hw-sw846/sw-846-test-method-9034-titrimetric-procedure-acid-soluble-and-acid-insoluble-sulfides |  |  | 9/26/2017 8:05:41 AM
2300 | 9035 | Sulfate by Automated Colorimetry | USEPA |  |  |  | 8/12/2006 11:50:00 PM
2301 | 9036 | Sulfate by Automated Colorimetry | USEPA |  |  |  | 8/12/2006 11:50:00 PM
507920 | 9036 | 9036 | INSTOR_WQX |  |  |  | 5/27/2016 10:51:46 AM
732244 | 9038 | 9038 | INSTOR_WQX |  |  |  | 5/27/2016 10:54:03 AM
2302 | 9038 | Sulfate by Turbidimetric Determination | USEPA |  |  |  | 8/12/2006 11:50:00 PM
2303 | 904 | Radium-228 in Drinking Water | USEPA |  |  |  | 8/12/2006 11:50:00 PM
741439 | 904 | 904 | AZDEQ_SW |  |  |  | 9/24/2018 10:31:53 AM
261913 | 904 | RADIUM 228 ACTIVITY METHOD | 21ARIZ_WQX |  |  |  | 5/12/2016 3:22:16 AM
561652 | 904.0 | LBP Radioisotopes | R10MIDNITE |  |  |  | 4/1/2015 6:07:16 PM
733228 | 904.0 | USEPA 904.0 | WQXTEST | 904.0 | Final |  | 6/12/2017 9:09:07 PM
2304 | 9040A | pH in Water by Electrometric Measurement | USEPA |  |  |  | 8/12/2006 11:50:00 PM
5047 | 9040B | pH in Water by Electrometric Measurement | USEPA | 9040 B ~ EPA-RCA ; pH in Water by Electrometric Measurement |  | https://www.nemi.gov/methods/method_summary/4733/ | 7/31/2013 12:00:00 AM
732250 | 9040C | pH in Water by Electronic Measurement (USEPA) | WQXTEST |  |  |  | 6/10/2016 1:41:13 PM
5544 | 9040C | pH in Water by Electrometric Measurement | USEPA | https://www.epa.gov/sites/production/files/2015-12/documents/9040c.pdf |  |  | 4/29/2016 7:46:15 AM
732242 | 9040C | pH in Water by Electronic Measurement (USEPA) | JRSIMPLOT_FMC |  |  |  | 6/14/2016 1:28:21 PM
2305 | 9041A | pH using Paper | USEPA |  |  |  | 8/12/2006 11:50:00 PM
558906 | 9045 | EPA Method 9045 | R10BOOMSNUB | EPA SW-846 Method 9045 pH in Liquid and Soil |  |  | 12/5/2014 1:39:14 PM
2306 | 9045B | Soil and Waste pH | USEPA |  |  |  | 8/12/2006 11:50:00 PM
763128 | 9045C | pH by Electrometric Measurement | USEPA |  |  |  | 10/31/2018 1:34:26 PM
764543 | 9045C | 9045C | OREGONDEQ | USEPA METHOD 9045C: Method 9045 is an electrometric procedure for measuring pH in soils and waste samples. Wastes may be solids, sludges, or non-aqueous liquids. If water is present, it must constitute less than 20% of the total volume of the sample. |  |  | 2/26/2019 5:42:42 PM
5547 | 9045D | Soil and Waste pH, part of Test Methods for Evaluating Solid | USEPA | https://www.epa.gov/sites/production/files/2015-12/documents/9045d.pdf |  |  | 4/29/2016 7:49:28 AM
2307 | 905 | Radioactive Strontium in Water | USEPA |  |  |  | 8/12/2006 11:50:00 PM
5331 | 905-R-05-001 | Standard Operating Procedure for Total Phosphorous in Sediments by Persulfate Oxidation Digestion (Lachat Method) | USEPA | http://www.epa.gov/greatlakes/monitoring/sop/chapter_6/LG600.pdf |  |  | 1/13/2016 10:18:32 AM
2308 | 9050 | Specific Conductance | USEPA |  |  |  | 8/12/2006 11:50:00 PM
554946 | 9050 | Specific conductance | KIOWA_WQX |  |  |  | 10/14/2014 1:49:22 PM
2309 | 9050A | Specific Conductance | USEPA |  |  |  | 8/12/2006 11:50:00 PM
565637 | 9056 | ANION CHROMOTOGRAPHY | 21ARIZ_WQX |  |  |  | 5/12/2016 2:23:36 AM
2310 | 9056 | Anion Chromatography Method | USEPA |  |  |  | 8/12/2006 11:50:00 PM
740945 | 9056A | 9056A | AZDEQ_SW |  |  |  | 2/15/2019 10:42:52 AM
5048 | 9056A | Anion Chromatography Method | USEPA | 9056A ~ EPA-RCA ; Anion Chromatography Method |  | https://www.nemi.gov/methods/method_summary/4734/ | 7/31/2013 12:00:00 AM
552048 | 9056A | ANION CHROMATOGRAPHY | 21ARIZ_WQX |  |  |  | 5/12/2016 1:26:34 AM
2311 | 9057 | Impinger Solutions for Cl- by ICP | USEPA |  |  |  | 8/12/2006 11:50:00 PM
2312 | 906 | Tritium in Drinking Water | USEPA |  |  |  | 8/12/2006 11:50:00 PM
509064 | 9060 | 9060 | INSTOR_WQX |  |  |  | 11/30/2017 1:46:26 PM
2313 | 9060 | Total Organic Carbon in Water and Waste | USEPA |  |  |  | 8/12/2006 11:50:00 PM
5049 | 9060A | Total Organic Carbon in water and wastes by Carbonaceous Analyzer | USEPA | 9060A ~ EPA-RCA ; Total Organic Carbon in water and wastes by Carbonaceous Analyzer |  | https://www.nemi.gov/methods/method_summary/9348/ | 7/31/2013 12:00:00 AM
532143 | 9060A | EPA 9060A | CEDEN |  |  |  | 9/28/2013 4:49:47 PM
2314 | 9060AM | Total Volatile Organic Carbon | USEPA |  |  |  | 8/12/2006 11:50:00 PM
2315 | 9065 | Total Phenolics by Spectroscopy | USEPA |  |  |  | 8/12/2006 11:50:00 PM
2316 | 9066 | Total Phenolics by Automated Colorimetry | USEPA |  |  |  | 8/12/2006 11:50:00 PM
2317 | 9067 | Total Phenolics by Spectrophotometry | USEPA |  |  |  | 8/12/2006 11:50:00 PM
2318 | 907 | Actinides in Drinking Water | USEPA |  |  |  | 8/12/2006 11:50:00 PM
2319 | 9070 | Total Recoverable Oil and Grease | USEPA |  |  |  | 8/12/2006 11:50:00 PM
2320 | 9071A | Oil and Grease in Sludge and Sediment | USEPA |  |  |  | 8/12/2006 11:50:00 PM
5549 | 9071B | Oil and Grease by n-Hexane Extraction | USEPA | https://www.epa.gov/sites/production/files/2015-12/documents/9071b.pdf |  |  | 5/9/2016 11:36:35 AM
2321 | 9075 | Total Chlorine in Petroleum Products | USEPA |  |  |  | 8/12/2006 11:50:00 PM
2322 | 9076 | Total Chlorine in Petroleum Products | USEPA |  |  |  | 8/12/2006 11:50:00 PM
2323 | 9077(A) | Total Chlorine in Petroleum Products | USEPA |  |  |  | 8/12/2006 11:50:00 PM
2324 | 9077(B) | Total Chlorine in Petroleum Products | USEPA |  |  |  | 8/12/2006 11:50:00 PM
2325 | 9077(C) | Total Chlorine in Petroleum Products | USEPA |  |  |  | 8/12/2006 11:50:00 PM
2326 | 9078 | Screening for PCBs in Soil | USEPA |  |  |  | 8/12/2006 11:50:00 PM
2327 | 9079 | Screening for PCBs in Transformer Oil | USEPA |  |  |  | 8/12/2006 11:50:00 PM
2328 | 908 | Uranium in Drinking Water | USEPA | 908 ~ EPA-ORD / EPA-OST ; Uranium in Drinking Water |  | https://www.nemi.gov/methods/method_summary/9184/ | 8/12/2006 11:50:00 PM
2329 | 908.1 | Uranium in Drinking Water | USEPA |  |  |  | 8/12/2006 11:50:00 PM
2330 | 9080 | Cation-Exchange Capacity of Soils | USEPA |  |  |  | 8/12/2006 11:50:00 PM
2331 | 9081 | Cation-Exchange Capacity of Soils | USEPA |  |  |  | 8/12/2006 11:50:00 PM
606209 | 909.0 | Determination of Lead-210 in Drinking Water | USEPA |  |  |  | 12/7/2011 12:58:28 PM
121745 | 909.0M | Prescribed Procedures for Measurement of Radioactivity in Drinking Water (EPA600-4-80-032) | USEPA |  |  |  | 3/25/2011 12:15:53 PM
562924 | 909.0M | Prescribed Procedures for Measurement of Radioactivity in Drinking Water (EPA600-4-80-032) | R10OEA |  |  |  | 3/3/2015 2:33:38 PM
566569 | 91 | EPA 300.0M | CEDEN | Modification to Perchlorate by Ion Chromatography |  |  | 3/18/2016 4:26:19 PM
1 | 911.03 | Strontium in Water | AOAC |  |  |  | 3/1/2014 9:57:00 PM
606206 | 912.0 | Determination of Polonium-210 in Drinking Water by Alpha Particle Counting | USEPA |  |  |  | 12/7/2011 12:44:14 PM
561742 | 913.0 | RADON 222 | R10MIDNITE |  |  |  | 4/1/2015 6:18:32 PM
2332 | 9131 | Total Coliform by Multiple Tube Fermentation | USEPA |  |  |  | 8/12/2006 11:50:00 PM
2333 | 9132 | Total Coliform by Membrane Filter | USEPA |  |  |  | 8/12/2006 11:50:00 PM
566679 | 92 | EPA 314.0 | CEDEN | Determination of Perchlorate in Drinking Water by Ion Chromatography |  |  | 5/15/2018 11:41:16 PM
2 | 920.13 | Inorganic and Organometallic Pesticides | AOAC |  |  |  | 8/12/2006 11:50:00 PM
3 | 920.193(A) | Total Solids in Water | AOAC |  |  |  | 8/12/2006 11:50:00 PM
4 | 920.193(B) | Solids in Solution in Water | AOAC |  |  |  | 8/12/2006 11:50:00 PM
5 | 920.193(C) | Solids in Water by Ignition | AOAC |  |  |  | 8/12/2006 11:50:00 PM
6 | 920.194 | Carbonate and Bicarbonate in Water | AOAC |  |  |  | 8/12/2006 11:50:00 PM
7 | 920.195 | Silica in Water | AOAC |  |  |  | 8/12/2006 11:50:00 PM
8 | 920.196 | Aluminum and Iron in Water | AOAC |  |  |  | 8/12/2006 11:50:00 PM
9 | 920.197(A) | Iron in Water | AOAC |  |  |  | 8/12/2006 11:50:00 PM
10 | 920.197(B) | Iron in Water | AOAC |  |  |  | 8/12/2006 11:50:00 PM
11 | 920.198 | Aluminum in Water | AOAC |  |  |  | 8/12/2006 11:50:00 PM
12 | 920.199 | Calcium in Water | AOAC |  |  |  | 8/12/2006 11:50:00 PM
13 | 920.2 | Magnesium in Water | AOAC |  |  |  | 8/12/2006 11:50:00 PM
14 | 920.201 | Barium in Water | AOAC |  |  |  | 8/12/2006 11:50:00 PM
15 | 920.202 | Mn, I, Br, As and Boric Acid in Water | AOAC |  |  |  | 8/12/2006 11:50:00 PM
16 | 920.203 | Manganese in Water | AOAC | 920.203 ~ AOAC ; Manganese in Water |  | https://www.nemi.gov/methods/method_summary/4735/ | 8/12/2006 11:50:00 PM
17 | 920.204 | Bromide and Iodide in Water | AOAC |  |  |  | 8/12/2006 11:50:00 PM
18 | 920.205 | Arsenic in Water | AOAC |  |  |  | 8/12/2006 11:50:00 PM
2334 | 9200 | Nitrate in Water by Spectrophotometry | USEPA |  |  |  | 8/12/2006 11:50:00 PM
2335 | 9200A | Nitrate in Water by Spectrophotometry | USEPA |  |  |  | 8/12/2006 11:50:00 PM
2336 | 9210 | Nitrate in Water by ISE | USEPA |  |  |  | 8/12/2006 11:50:00 PM
2337 | 9211 | Bromide in Water by ISE | USEPA |  |  |  | 8/12/2006 11:50:00 PM
2338 | 9212 | Chloride in Water by ISE | USEPA |  |  |  | 8/12/2006 11:50:00 PM
2339 | 9213 | Cyanide in Water by ISE | USEPA |  |  |  | 8/12/2006 11:50:00 PM
3033 | 9213-D | E. coli method | APHA | 9213D ~ Standard Methods ; E. coli by Membrane filtration plating on mTEC agar | 0 | https://www.nemi.gov/methods/method_summary/5573/ | 2/20/2007 1:20:00 PM
4659 | 9213B | Staphylococcus aureus in water by Tube Culture | APHA | 9213B ~ Standard Methods ; Staphylococcus aureus in water by Tube Culture |  | https://www.nemi.gov/methods/method_summary/9669/ | 7/31/2013 12:00:00 AM
3185 | 9213D | E. coli by Membrane filtration plating on mTEC agar | APHA | 9213D ~ Standard Methods ; E. coli by Membrane filtration plating on mTEC agar | 0 | https://www.nemi.gov/methods/method_summary/5573/ | 1/15/2010 2:04:05 PM
2340 | 9214 | Fluoride in Water by ISE | USEPA |  |  |  | 8/12/2006 11:50:00 PM
2341 | 9215 | Sulfide in Water by ISE | USEPA |  |  |  | 8/12/2006 11:50:00 PM
494 | 9215-B | Heterotrophic Plate Count- Pour Plate Method | APHA |  |  |  | 8/12/2006 11:50:00 PM
495 | 9215-C | Heterotrophic Plate Count- Spread Plate Method | APHA |  |  |  | 8/12/2006 11:50:00 PM
107232 | 9215-D | Heterotrophic Plate Count- Membrane Filter Method | 21MEBCH |  |  |  | 1/27/2012 8:32:47 AM
496 | 9215-D | Heterotrophic Plate Count- Membrane Filter Method | APHA |  |  |  | 8/12/2006 11:50:00 PM
497 | 9216-B | Direct Total Microbial Count- Epifluorescence Method | APHA |  |  |  | 8/12/2006 11:50:00 PM
532124 | 9221 | SM 9221 | CEDEN |  |  |  | 9/28/2013 3:34:57 PM
131944 | 9221-B | Standard Total Coliform- Fermentation Technique | KAWNATON_WQX | null | null |  | 1/30/2014 12:03:50 PM
553695 | 9221-B | APHA | HOPTERA_WQX |  |  |  | 9/24/2014 1:09:01 PM
498 | 9221-B | Standard Total Coliform- Fermentation Technique | APHA |  |  |  | 8/12/2006 11:50:00 PM
459042 | 9221-B | UNKOWN | SDDENR_WQX |  |  |  | 4/25/2014 9:51:52 AM
5289 | 9221-B | Standard Total Coliform Fermentation Technique | APHA_SM19ED | Standard Methods (19th ed.) 9221-B (Multiple-Tube Fermentation Technique) MPN |  |  | 12/9/2014 7:55:50 AM
3034 | 9221-B.1 | Escherichia coli Fermentation Technique, Multi-tube Fermentation Technique | APHA |  |  |  | 2/20/2007 1:20:00 PM
499 | 9221-C | Multiple-Tube Fermentation for Coliform | APHA |  |  |  | 8/12/2006 11:50:00 PM
500 | 9221-D | Estimation of Bacterial Density- MPN Determination | APHA |  |  |  | 8/12/2006 11:50:00 PM
131948 | 9221-D | Estimation of Bacterial Density- MPN Determination | KAWNATON_WQX | null | null |  | 1/30/2014 11:55:52 AM
501 | 9221-E | Fecal Coliform Procedure- Multiple-Tube Procedure | APHA | 9221E ~ Standard Methods ; Fecal coliforms by Multiple tube fermentation |  | https://www.nemi.gov/methods/method_summary/5588/ | 8/12/2006 11:50:00 PM
552192 | 9221-E | Fecal Coliform Procedure- Multiple-Tube Procedure | SELDOVIA | Fecal Coliform Procedure- Multiple-Tube Procedure |  |  | 7/22/2014 6:50:32 PM
553689 | 9221-E | APHA | HOPTERA_WQX |  |  |  | 9/24/2014 1:06:27 PM
735964 | 9221-E | Fecal Coliform Procedure - Multiple-Tube Procedure | NJHDG |  |  |  | 6/6/2017 4:44:36 PM
5288 | 9221-E | Fecal Coliform Procedure | APHA_SM19ED | Standard Methods (19th ed.) 9221-E (Multiple-Tube Fermentation Technique) MPN |  |  | 12/9/2014 7:55:50 AM
3072 | 9221-E.1 | Fecal Coliform Procedure-Multiple-Tube Proc using EC medium and prior enrichment | APHA |  |  |  | 11/5/2007 11:17:22 AM
3073 | 9221-E.2 | Fecal Coliform Procedure-Multiple-Tube Proc using A-1 medium without prior enrichment | APHA |  |  |  | 11/5/2007 11:17:22 AM
131939 | 9221-F | Escherichia coli, Multi-tube Fermentation Techniqu | KAWNATON_WQX | null | null |  | 1/30/2014 11:55:33 AM
3035 | 9221-F | Escherichia coli, Multi-tube Fermentation Technique | APHA |  |  |  | 2/20/2007 1:20:00 PM
4660 | 9221A,B,C,F | Coliform bacteria by Multiple-tube test using lauryl-tryptose and EC-MUG broth | APHA | 9221A,B,C,F ~ Standard Methods ; Coliform bacteria by Multiple-tube test using lauryl-tryptose and EC-MUG broth |  | https://www.nemi.gov/methods/method_summary/5582/ | 7/31/2013 12:00:00 AM
3036 | 9222-(B+B.5c) | Total Coliform Fermentation Technique, Multi-tube Fermentation with Enrichment Technique | APHA |  |  |  | 2/20/2007 1:20:00 PM
730163 | 9222-B | Standard Total Coliform- Membrane Filter Procedure | UTAHDWQ_WQX |  | 0 |  | 3/14/2016 3:49:38 PM
65274 | 9222-B | Standard Total Coliform- Membrane Filter Procedure | KAWNATON_WQX | null | null |  | 1/30/2014 11:56:31 AM
561644 | 9222-D | Fecal Coliform- Membrane Filter Procedure | TURTLEMT | 9222D ~ Standard Methods ; Membrane filtration test for fecal coliforms | 1 |  | 1/27/2015 1:43:05 PM
107211 | 9222-D | Fecal Coliform- Membrane Filter Procedure | MEDEP_WQX |  |  |  | 5/24/2010 4:48:42 PM
65259 | 9222-D | Fecal Coliform- Membrane Filter Procedure | KAWNATON_WQX | null | null |  | 1/30/2014 11:55:20 AM
109574 | 9222-D | Fecal Coliform Membrane Filtration Method | 21FLCHDH_WQX |  |  |  | 10/12/2010 12:50:03 PM
459002 | 9222-D | UNKOWN | SDDENR_WQX |  |  |  | 4/25/2014 10:11:55 AM
730165 | 9222-D | Fecal Coliform- Membrane Filter Procedure | UTAHDWQ_WQX | 9222D ~ Standard Methods ; Membrane filtration test for fecal coliforms | 1 |  | 3/14/2016 3:49:38 PM
731003 | 9222-D | Fecal Coliform- Membrane Filter Procedure | CHEHALIS_WQX | Fecal Coliform- Membrane Filter Procedure |  |  | 4/18/2016 4:33:21 PM
505 | 9222-E | Fecal Coliform- Delayed-Incubation Procedure | APHA |  |  |  | 8/12/2006 11:50:00 PM
506 | 9222-F | Klebsiella- Membrane Filter Procedure | APHA |  |  |  | 8/12/2006 11:50:00 PM
131942 | 9222-F | Klebsiella- Membrane Filter Procedure | KAWNATON_WQX | null | null |  | 1/30/2014 12:04:37 PM
532102 | 9222-G | SM 9222 G | CEDEN |  |  |  | 9/28/2013 2:14:39 PM
3186 | 9222A | Membrane Filter Technique for Members of the Coliform Group | APHA |  |  |  | 1/15/2010 2:04:05 PM
4661 | 9222A,B,C | Coliforms, total, by Membrane Filtration (MF) Plating | APHA | 9222A,B,C ~ Standard Methods ; Coliforms, total, by Membrane Filtration (MF) Plating |  | https://www.nemi.gov/methods/method_summary/5580/ | 7/31/2013 12:00:00 AM
3187 | 9222B | Standard Total Coliform Membrane Filter Procedure | APHA |  | 0 |  | 1/15/2010 2:04:05 PM
257397 | 9222B | STANDARD METHODS 9222B - TOTAL COLIFORMS MEMBRANE | 21FLWPB_WQX |  |  |  | 11/19/2018 4:03:55 PM
4662 | 9222B,G | Membrane filtration plating of E. coli with MUG-fluorescent detection | APHA | 9222B,G ~ Standard Methods ; Membrane filtration plating of E. coli with MUG-fluorescent detection |  | https://www.nemi.gov/methods/method_summary/5581/ | 7/31/2013 12:00:00 AM
3188 | 9222C | Delayed Incubation Total Coliform Procedure | APHA |  | 0 |  | 1/15/2010 2:04:05 PM
540094 | 9222D | UNKOWN | SDDENR_WQX |  |  |  | 7/21/2014 10:44:03 AM
5293 | 9222D | Membrane filtration test for fecal coliforms | APHA_SM22ED | 9222 D |  | https://www.nemi.gov/methods/method_summary/5587/ | 12/16/2014 9:04:00 AM
3190 | 9222D | Membrane filtration test for fecal coliforms | APHA | 9222D ~ Standard Methods ; Membrane filtration test for fecal coliforms | 1 | https://www.nemi.gov/methods/method_summary/5587/ | 3/11/2014 3:57:58 PM
230508 | 9222D | STANDARD METHODS 9222D - FECAL COLIFORM MEMBRANE | 21FLWPB_WQX |  |  |  | 11/19/2018 4:03:55 PM
19923 | 9222D | Same as 9222-D | LADEQWPD_WQX |  |  |  | 7/2/2013 9:45:19 AM
110053 | 9222G | E. COLI MF PARTITIN PROCEDURES | 21FLLCPC_WQX |  |  |  | 1/11/2017 2:53:43 PM
3189 | 9222G | Membrane filtration plating of E. coli with MUG-fluorescent detection | APHA |  |  |  | 1/15/2010 2:04:05 PM
743234 | 9223 | Chromogenic Substrate Coliform Test | APHA | Standard Methods for the Examination of Water and Wastewater 18th Edition 1992. https://law.resource.org/pub/us/cfr/ibr/002/apha.method.9223.1992.pdf |  |  | 1/10/2018 1:08:49 PM
733219 | 9223 | Escherichia coli by Colilert QuantiTray | 21FLGW_WQX |  |  |  | 1/12/2018 4:18:15 PM
459041 | 9223-A | UNKOWN | SDDENR_WQX |  |  |  | 4/25/2014 10:12:45 AM
507 | 9223-B | Enzyme substrate assay for measuring total coliforms and E. coli (ONPG-MUG test or CPRG-MUG test) | APHA | 9223B ~ Standard Methods ; Enzyme substrate assay for measuring total coliforms and E. coli (ONPG-MUG test or CPRG-MUG test) |  | https://www.nemi.gov/methods/method_summary/5583/ | 4/4/2011 11:50:00 PM
65258 | 9223-B | Total Coliform- Chromogenic Substrate Test | KAWNATON_WQX | null | null |  | 1/30/2014 11:55:19 AM
530295 | 9223-B | Total Coliform- Chromogenic Substrate Test | IDEQ_WQX |  |  |  | 1/14/2014 12:05:08 PM
551990 | 9223-B | Enzyme substrate assay for measuring total coliforms and E. coli (ONPG-MUG test or CPRG-MUG test) | SELDOVIA | Enzyme substrate assay for measuring total coliforms and E. coli (ONPG-MUG test or CPRG-MUG test) |  |  | 7/22/2014 6:50:32 PM
5300 | 9223-B | Enzyme Substrate Test | APHA_SM22ED | Enzyme Substrate Test – URL: https://www.nemi.gov/methods/method_summary/5583/ or http://standardmethods.org |  | https://www.nemi.gov/methods/method_summary/5583 | 12/19/2014 8:49:55 AM
553688 | 9223-B | APHA | HOPTERA_WQX |  |  |  | 9/24/2014 1:05:57 PM
459001 | 9223-B | UNKOWN | SDDENR_WQX |  |  |  | 4/25/2014 10:11:58 AM
531996 | 9223-B-SOP | SM 9223 B-SOP ASWAU | CEDEN |  |  |  | 9/27/2013 6:07:48 PM
540093 | 9223B | UNKOWN | SDDENR_WQX |  |  |  | 7/21/2014 10:44:03 AM
764372 | 9223_B | Enteroccoci Enzyme Substrate Test | 21FLCOAB_WQX |  |  |  | 12/3/2018 10:30:14 AM
764375 | 9223_B | Enteroccoci Enzyme Substrate Test | 21FLJXWQ_WQX |  |  |  | 12/4/2018 12:45:36 PM
764373 | 9223_B | Enteroccoci Enzyme Substrate Test | 21FLCONB_WQX |  |  |  | 12/3/2018 11:07:25 AM
65273 | 9230-B | Fecal Streptococcus and Enterococcus Groups, Multi | KAWNATON_WQX | null | null |  | 1/30/2014 11:59:44 AM
508 | 9230-B | Fecal Streptococcus and Enterococcus Groups, Multiple Tube Technique | APHA |  |  |  | 8/12/2006 11:50:00 PM
544020 | 9230-C | Fecal Strep - membrane filter | 21FLHILL_WQX |  |  |  | 4/22/2014 7:59:17 AM
509 | 9230-C | Fecal Streptococcus and Enterococcus Groups, Membrane Filter Techniques | APHA |  |  |  | 8/12/2006 11:50:00 PM
65295 | 9230-C | Fecal Streptococcus and Enterococcus Groups, Membr | KAWNATON_WQX | null | null |  | 1/30/2014 11:59:42 AM
3069 | 9230-D | ENTEROCOCCI | WIDNR_WQX |  |  |  | 7/11/2016 6:15:20 AM
5256 | 9230-D | Fluorogenic Substrate Enterococcus Test | APHA |  |  |  | 3/5/2014 1:44:00 PM
257427 | 9230C | Fecal Step membrane filter | UTAHDWQ_WQX |  |  |  | 3/14/2016 2:00:45 PM
510 | 9240-B | Enumberation-Enrichment & Isolation of Iron and Sulfur Bacteria | APHA |  |  |  | 8/12/2006 11:50:00 PM
20 | 925.54 | Sulfate in Water | AOAC | 925.54 ~ AOAC ; Sulfate in Water |  | https://www.nemi.gov/methods/method_summary/4736/ | 8/12/2006 11:50:00 PM
2342 | 9250 | Chloride by Automated Colorimetry | USEPA |  |  |  | 8/12/2006 11:50:00 PM
511 | 9250-B | Actinomycete Plate Count | APHA |  |  |  | 8/12/2006 11:50:00 PM
2343 | 9251 | Chloride by Automated Colorimetry | USEPA |  |  |  | 8/12/2006 11:50:00 PM
2344 | 9252A | Chloride in Water and Waste by Titration | USEPA |  |  |  | 8/12/2006 11:50:00 PM
2345 | 9253 | Chloride in Water and Waste by Titration | USEPA |  |  |  | 8/12/2006 11:50:00 PM
4663 | 9260 I | Leptospira spp. in water by Tube Culture | APHA | 9260I / 9260 I ~ Standard Methods ; Leptospira spp. in water by Tube Culture |  | https://www.nemi.gov/methods/method_summary/9670/ | 7/31/2013 12:00:00 AM
3068 | 9260-D | SALMONELLA QUASI MPN | WIDNR_WQX |  |  |  | 9/23/2014 5:15:35 AM
2346 | 9310 | Gross Alpha and Beta | USEPA | 9310 ~ EPA-RCA ; Gross Alpha and Beta Determination |  | https://www.nemi.gov/methods/method_summary/4737/ | 8/12/2006 11:50:00 PM
2347 | 9315 | Alpha Emitting Radium Isotopes in Water | USEPA | 9315 ~ EPA-RCA ; Alpha-emitting radium isotopes in water by Alpha Scintillation or AGPC |  | https://www.nemi.gov/methods/method_summary/9344/ | 8/12/2006 11:50:00 PM
2348 | 9320 | Radium-228 | USEPA | 9320 ~ EPA-RCA ; Radium-228 in groundwater |  | https://www.nemi.gov/methods/method_summary/9345/ | 8/12/2006 11:50:00 PM
21 | 939.11 | Fluoride in Water | AOAC |  |  |  | 8/12/2006 11:50:00 PM
20074 | 940 | Chloride Total (mg/L) | 21NC03WQ | CHLORIDE TOTAL IN WATER MG/L |  |  | 10/7/2014 2:29:31 PM
20075 | 945 | SULFATE SO4-TOT MG/L | 21NC03WQ | SULFATE TOTAL (MG/L AS SO4) |  |  | 10/7/2014 2:29:32 PM
22 | 949.09 | Monofluoroacetic Acid Pesticide Residues | AOAC |  |  |  | 8/12/2006 11:50:00 PM
23 | 949.1 | Monofluoroacetic Acid Pesticide Residues | AOAC |  |  |  | 8/12/2006 11:50:00 PM
24 | 949.12 | Microchemical Deter. of Carbon and Hydrogen | AOAC |  |  |  | 8/12/2006 11:50:00 PM
566494 | 95 | SM 4500-NH3 H | CEDEN | Ammonia as Nitrogen: Automated Phenate Method |  |  | 5/15/2018 11:21:15 PM
63047 | 95 | Hexachlorobutadiene | 21PA_WQX | 95-HEXACHLOROBUTADIENE BY NO ANALYSIS METHOD INDICATED**** | Final |  | 11/20/2014 3:23:09 PM
20076 | 951 | FLUORIDE F - TOTAL MG/L | 21NC03WQ | FLUORIDE TOTAL (MG/L AS F) |  |  | 10/7/2014 2:29:31 PM
512 | 9510-G | Assay and Identification of Viruses in Sample Concentrates | APHA |  |  |  | 8/12/2006 11:50:00 PM
25 | 952.24 | Microchemical Determination of Br, Cl, or I | AOAC |  |  |  | 8/12/2006 11:50:00 PM
26 | 952.25 | Microchemical Determination of Sulfur | AOAC |  |  |  | 8/12/2006 11:50:00 PM
27 | 955.48 | Microchemical Determination of Sulfur | AOAC |  |  |  | 8/12/2006 11:50:00 PM
28 | 956.07 | Microchemical Determination of Alkoxyl Group | AOAC |  |  |  | 8/12/2006 11:50:00 PM
885 | 9562 | Adsorbable Organic Halogens | ISO |  |  |  | 8/12/2006 11:50:00 PM
29 | 957.14 | Captan Pesticide Residues | AOAC |  |  |  | 8/12/2006 11:50:00 PM
30 | 957.18 | Microchemical Determination of Phosphorus | AOAC |  |  |  | 8/12/2006 11:50:00 PM
566491 | 96 | SM 4500-NO2 B | CEDEN | Nitrite as Nitrogen: Colorimetric Method |  |  | 5/15/2018 11:21:19 PM
31 | 960.1 | Herbicides (Ester Forms) | AOAC |  |  |  | 8/12/2006 11:50:00 PM
32 | 960.14(A) | Quaternary Ammonium Compounds | AOAC |  |  |  | 8/12/2006 11:50:00 PM
33 | 960.14(B) | Quaternary Ammonium Compounds | AOAC |  |  |  | 8/12/2006 11:50:00 PM
34 | 960.43 | Piperonyl Butoxide Residues | AOAC |  |  |  | 8/12/2006 11:50:00 PM
35 | 960.52 | Microchemical Determination of Nitrogen | AOAC |  |  |  | 8/12/2006 11:50:00 PM
36 | 961.16 | Microchemical Determination of Fluorine | AOAC |  |  |  | 8/12/2006 11:50:00 PM
37 | 963.23 | Glyodin Pesticide Residues | AOAC |  |  |  | 8/12/2006 11:50:00 PM
38 | 963.24 | Maleic Hydrazide Pesticide Residues | AOAC |  |  |  | 8/12/2006 11:50:00 PM
39 | 963.29 | Microchemical Determination of Oxygen | AOAC |  |  |  | 8/12/2006 11:50:00 PM
40 | 964.18 | Carbaryl Pesticide Residue - Colorimetric | AOAC |  |  |  | 8/12/2006 11:50:00 PM
41 | 964.19 | Dodine Pesticide Residues | AOAC |  |  |  | 8/12/2006 11:50:00 PM
42 | 964.2 | Nicotine Residues | AOAC |  |  |  | 8/12/2006 11:50:00 PM
43 | 965.36 | Dichlone Pesticide Residues | AOAC |  |  |  | 8/12/2006 11:50:00 PM
44 | 967.25 | Salmonella in Foods | AOAC |  |  |  | 8/12/2006 11:50:00 PM
45 | 967.26 | Salmonella in Foods | AOAC |  |  |  | 8/12/2006 11:50:00 PM
46 | 967.27 | Salmonella in Foods | AOAC |  |  |  | 8/12/2006 11:50:00 PM
47 | 967.28 | Salmonella in Foods | AOAC |  |  |  | 8/12/2006 11:50:00 PM
48 | 968.24 | Organo Pesticide Residue - Sweep Codist. | AOAC |  |  |  | 8/12/2006 11:50:00 PM
49 | 968.25 | Biphenyl Pesticide Residues in Citrus | AOAC |  |  |  | 8/12/2006 11:50:00 PM
50 | 968.26 | Carbaryl Pesticide Residue - Qualitative | AOAC |  |  |  | 8/12/2006 11:50:00 PM
51 | 969.48 | Tritium in Water | AOAC |  |  |  | 8/12/2006 11:50:00 PM
586862 | 96HR_100%SMP_SURVIV | 96HR_100%SMP_SURVIV | DWH_SCRIBE1082 |  |  |  | 9/10/2011 5:23:34 PM
566399 | 97 | SM 4500-P E | CEDEN | Phosphorus: Ascorbic Acid Method |  |  | 5/15/2018 11:21:01 PM
742847 | 97-602 WA EPH | 97-602 WA EPH | AZDEQ_WPD |  |  |  | 11/3/2017 10:09:55 AM
52 | 970.52 | Organo Pesticide Residues - Multiresidue | AOAC |  |  |  | 8/12/2006 11:50:00 PM
53 | 970.53 | Organophos. Pesticide Residues - Sweep Osc. | AOAC |  |  |  | 8/12/2006 11:50:00 PM
54 | 970.54 | Naphthyleneacetic Pesticide Residues | AOAC |  |  |  | 8/12/2006 11:50:00 PM
513 | 9711-B | Immunofluorescence Method for Giarda & Crytosporidium | APHA |  |  |  | 8/12/2006 11:50:00 PM
514 | 9711-C | Protozoa: Entamoeba histolytica in Water | APHA |  |  |  | 8/12/2006 11:50:00 PM
55 | 972.05 | Organochlorine Pesticide Contamination | AOAC |  |  |  | 8/12/2006 11:50:00 PM
56 | 972.23 | Lead in Fish | AOAC |  |  |  | 8/12/2006 11:50:00 PM
57 | 972.24 | Lead in Fish | AOAC |  |  |  | 8/12/2006 11:50:00 PM
58 | 972.29 | Thiram Pesticide Residues | AOAC |  |  |  | 8/12/2006 11:50:00 PM
59 | 972.43 | Microchemical Deter. of Carbon, H and N | AOAC |  |  |  | 8/12/2006 11:50:00 PM
60 | 973.39 | Ethylan Pesticide Residues - GC | AOAC |  |  |  | 8/12/2006 11:50:00 PM
61 | 973.4 | Specific Conductance of Water | AOAC |  |  |  | 8/12/2006 11:50:00 PM
62 | 973.41 | pH of Water | AOAC | 973.41 ~ AOAC ; pH of Water |  | https://www.nemi.gov/methods/method_summary/4738/ | 8/12/2006 11:50:00 PM
63 | 973.42 | Acidity of Water | AOAC |  |  |  | 8/12/2006 11:50:00 PM
64 | 973.43 | Alkalinity of Water | AOAC |  |  |  | 8/12/2006 11:50:00 PM
65 | 973.44 | Biochemical Oxygen Demand of Water | AOAC |  |  |  | 8/12/2006 11:50:00 PM
66 | 973.45 | Oxygen (Dissolved) in Water | AOAC |  |  |  | 8/12/2006 11:50:00 PM
67 | 973.46(E) | Chemical Oxygen Demand of Water | AOAC |  |  |  | 8/12/2006 11:50:00 PM
68 | 973.46(F) | Chemical Oxygen Demand of Water | AOAC |  |  |  | 8/12/2006 11:50:00 PM
69 | 973.46(G) | Chemical Oxygen Demand of Water | AOAC |  |  |  | 8/12/2006 11:50:00 PM
70 | 973.47 | Organic Carbon in Water | AOAC |  |  |  | 8/12/2006 11:50:00 PM
71 | 973.48 | Total Nitrogen in Water | AOAC |  |  |  | 8/12/2006 11:50:00 PM
72 | 973.49(E) | Nitrogen (Ammonia) in Water | AOAC |  |  |  | 8/12/2006 11:50:00 PM
73 | 973.49(F) | Nitrogen (Ammonia) in Water | AOAC |  |  |  | 8/12/2006 11:50:00 PM
74 | 973.5 | Nitrogen (Nitrate) in Water | AOAC |  |  |  | 8/12/2006 11:50:00 PM
75 | 973.51 | Chloride in Water | AOAC |  |  |  | 8/12/2006 11:50:00 PM
76 | 973.52 | Hardness of Water | AOAC |  |  |  | 8/12/2006 11:50:00 PM
4610 | 973.52B | Hardness of Water | AOAC | 973.52B ~ AOAC ; Hardness of Water |  | https://www.nemi.gov/methods/method_summary/4739/ | 7/31/2013 12:00:00 AM
77 | 973.53 | Potassium in Water | AOAC |  |  |  | 8/12/2006 11:50:00 PM
78 | 973.54 | Sodium in Water | AOAC |  |  |  | 8/12/2006 11:50:00 PM
79 | 973.55 | Phosphorus in Water - Photometric | AOAC |  |  |  | 8/12/2006 11:50:00 PM
80 | 973.56 | Phosphorus in Water - Automated | AOAC |  |  |  | 8/12/2006 11:50:00 PM
81 | 973.57 | Sulfate in Water | AOAC |  |  |  | 8/12/2006 11:50:00 PM
82 | 973.66 | Strontium-90 in Water | AOAC |  |  |  | 8/12/2006 11:50:00 PM
83 | 973.67 | Iodine-131, Ba-140 and Cs-137 in Milk | AOAC |  |  |  | 8/12/2006 11:50:00 PM
84 | 974.14 | Mercury in Fish | AOAC |  |  |  | 8/12/2006 11:50:00 PM
85 | 974.22 | Organo Pesticide Residue - Carbon Column | AOAC |  |  |  | 8/12/2006 11:50:00 PM
86 | 974.27 | Cd, Cr, Cu, Fe, Pb, Mg, Mn, Ag, Zn in Water | AOAC |  |  |  | 8/12/2006 11:50:00 PM
87 | 974.36 | Microchemical Determination of Br, Cl, or I | AOAC |  |  |  | 8/12/2006 11:50:00 PM
88 | 974.37 | Strontium-89 and -90 in Milk | AOAC |  |  |  | 8/12/2006 11:50:00 PM
89 | 974.38 | Clostridium perfringens in Foods | AOAC |  |  |  | 8/12/2006 11:50:00 PM
90 | 975.4 | N-Methylcarbamate Insecticide Residues | AOAC |  |  |  | 8/12/2006 11:50:00 PM
91 | 975.53 | Microchemical Determination of Sulfur | AOAC |  |  |  | 8/12/2006 11:50:00 PM
92 | 975.54 | Salmonella in Foods | AOAC |  |  |  | 8/12/2006 11:50:00 PM
93 | 975.55 | Staphylococcus aureus in Foods | AOAC |  |  |  | 8/12/2006 11:50:00 PM
94 | 975.56 | Virus in Beef (Ground) | AOAC |  |  |  | 8/12/2006 11:50:00 PM
95 | 976.23 | Endosulfan/Tetrasul Pesticide Residues | AOAC |  |  |  | 8/12/2006 11:50:00 PM
96 | 976.29 | Microchemical Determination of Sulfur | AOAC |  |  |  | 8/12/2006 11:50:00 PM
97 | 976.3 | Clostridium perfringens in Foods | AOAC |  |  |  | 8/12/2006 11:50:00 PM
98 | 976.31 | Staphylococcal Enterotoxin in Foods | AOAC |  |  |  | 8/12/2006 11:50:00 PM
99 | 977.06 | Chlorotoluron, Chloroxuron, or Metoxuron | AOAC |  |  |  | 8/12/2006 11:50:00 PM
100 | 977.15 | Mercury in Fish | AOAC |  |  |  | 8/12/2006 11:50:00 PM
101 | 977.19 | Hexachlorobenzene/Mirex Residues in Fat | AOAC |  |  |  | 8/12/2006 11:50:00 PM
102 | 977.22 | Mercury in Water | AOAC |  |  |  | 8/12/2006 11:50:00 PM
103 | 977.26 | Clostridium botulinum and Toxins in Food | AOAC |  |  |  | 8/12/2006 11:50:00 PM
104 | 978.16 | Ethylenethiourea Pesticide Residues - GC | AOAC |  |  |  | 8/12/2006 11:50:00 PM
105 | 978.23 | Fecal Coliforms in Shellfish Waters | AOAC |  |  |  | 8/12/2006 11:50:00 PM
106 | 978.24 | Salmonella sp. in Foods | AOAC |  |  |  | 8/12/2006 11:50:00 PM
107 | 978.26 | Somatic Cells in Milk | AOAC |  |  |  | 8/12/2006 11:50:00 PM
566464 | 98 | EPA 547M | CEDEN | Modification of Determination of Glyphosphate in drinking water by direct-aqueous injection, HPLC post column derivitization & fluorescence detection |  |  | 5/15/2018 11:21:10 PM
108 | 980.22 | Hexachlorobenzene/Mirex Residue in Adipose | AOAC |  |  |  | 8/12/2006 11:50:00 PM
109 | 980.31 | Bacillus cereus in Foods | AOAC |  |  |  | 8/12/2006 11:50:00 PM
110 | 980.32 | Staphylococcal Enterotoxin in Foods | AOAC |  |  |  | 8/12/2006 11:50:00 PM
111 | 980.37 | Staphylococcus aureus in Foods | AOAC |  |  |  | 8/12/2006 11:50:00 PM
112 | 983.21 | Organochlorine Pesticide/PCB Residues | AOAC |  |  |  | 8/12/2006 11:50:00 PM
113 | 983.25 | Total and Fecal Coliforms in Foods | AOAC |  |  |  | 8/12/2006 11:50:00 PM
114 | 983.26 | Differentiation of Bacillus cereus Group | AOAC |  |  |  | 8/12/2006 11:50:00 PM
115 | 984.21 | Organochlorine Pesticide Residues in Fats | AOAC |  |  |  | 8/12/2006 11:50:00 PM
116 | 984.34 | E. coli Producing Heat-Labile Enterotoxin | AOAC |  |  |  | 8/12/2006 11:50:00 PM
117 | 984.35 | E. coli Enterotoxins | AOAC |  |  |  | 8/12/2006 11:50:00 PM
118 | 985.22 | Organo Pesticide Residues - GC | AOAC |  |  |  | 8/12/2006 11:50:00 PM
119 | 985.23 | N-Methylcarb. Insecticide/Metabolite Residue | AOAC |  |  |  | 8/12/2006 11:50:00 PM
120 | 985.42 | Salmonella in Foods | AOAC |  |  |  | 8/12/2006 11:50:00 PM
121 | 985.43 | Poliovirus 1 in Oysters | AOAC |  |  |  | 8/12/2006 11:50:00 PM
122 | 986.22 | TNT, RDX, HMX and 2,4-DNT in Wastewater | AOAC |  |  |  | 8/12/2006 11:50:00 PM
123 | 986.33 | Bacterial and Coliform Counts in Milk | AOAC |  |  |  | 8/12/2006 11:50:00 PM
124 | 986.34 | Enterotoxigenic E. coli | AOAC |  |  |  | 8/12/2006 11:50:00 PM
125 | 986.35 | Salmonella in Foods by Photometer | AOAC |  |  |  | 8/12/2006 11:50:00 PM
126 | 987.09 | Staphylococcus aureus in Foods | AOAC |  |  |  | 8/12/2006 11:50:00 PM
127 | 987.1 | Salmonella in Foods | AOAC |  |  |  | 8/12/2006 11:50:00 PM
128 | 987.11 | Salmonella in Low Moisture Foods | AOAC |  |  |  | 8/12/2006 11:50:00 PM
129 | 988.19 | E. Coli in Chilled/Frozen Food | AOAC |  |  |  | 8/12/2006 11:50:00 PM
130 | 988.2 | Vibrio cholerae in Oysters | AOAC |  |  |  | 8/12/2006 11:50:00 PM
131 | 989.1 | Bacterial and Coliforms in Dairy Products | AOAC |  |  |  | 8/12/2006 11:50:00 PM
132 | 989.11 | Coliforms in Dairy Products | AOAC |  |  |  | 8/12/2006 11:50:00 PM
133 | 989.12 | Salmonella sp./E. coli in Foods | AOAC |  |  |  | 8/12/2006 11:50:00 PM
134 | 989.13 | Motile Salmonella in Foods | AOAC |  |  |  | 8/12/2006 11:50:00 PM
135 | 989.14 | Salmonella in Foods | AOAC |  |  |  | 8/12/2006 11:50:00 PM
136 | 989.15 | Salmonella in Foods | AOAC |  |  |  | 8/12/2006 11:50:00 PM
566577 | 99 | SM 2540 B | CEDEN | Total Solids dried at 103-105 degrees C |  |  | 5/15/2018 11:21:45 PM
137 | 990.06 | Organochlorine Pesticide in Water by GC | AOAC | 990.06 ~ AOAC ; Organochlorine Pesticide in Water by GC |  | https://www.nemi.gov/methods/method_summary/4740/ | 8/12/2006 11:50:00 PM
138 | 990.07 | PCBs (Aroclor 1254) in Serum by GC | AOAC |  |  |  | 8/12/2006 11:50:00 PM
139 | 990.08 | Metals in Solid Wastes by ICP | AOAC | 990.08 ~ AOAC ; Metals in Solid Wastes by ICP |  | https://www.nemi.gov/methods/method_summary/4741/ | 8/12/2006 11:50:00 PM
140 | 990.11 | Total Coliform and E. coli in Foods | AOAC |  |  |  | 8/12/2006 11:50:00 PM
141 | 990.12 | Aerobic Plate Count in Foods | AOAC |  |  |  | 8/12/2006 11:50:00 PM
142 | 990.13 | Salmonella in Foods | AOAC |  |  |  | 8/12/2006 11:50:00 PM
109553 | 99020 | Bromide | 21PA_WQX | 99020-Low Bromide by IC | Final |  | 1/6/2019 10:06:41 AM
548303 | 99020 | Bromine | WQXTEST | 99020-Bromide ASTM Leach mg/Kg | Final |  | 10/31/2014 9:35:03 AM
143 | 991.06 | N-Methylcarb.s in Drinking Water | AOAC |  |  |  | 8/12/2006 11:50:00 PM
144 | 991.07 | Nitrogen and Phosphorus in Drinking Water | AOAC |  |  |  | 8/12/2006 11:50:00 PM
145 | 991.08 | Glyphosate and AMPA in Environmental Water | AOAC | 991.08 ~ AOAC ; Glyphosate and AMPA in Environmental Water |  | https://www.nemi.gov/methods/method_summary/4742/ | 8/12/2006 11:50:00 PM
146 | 991.09 | Munition Residues in Soil by HPLC | AOAC |  |  |  | 8/12/2006 11:50:00 PM
147 | 991.12 | Salmonella in Foods | AOAC |  |  |  | 8/12/2006 11:50:00 PM
148 | 991.13 | Salmonella, E. coli, Enterobac. in Foods | AOAC |  |  |  | 8/12/2006 11:50:00 PM
149 | 991.14 | Coliform and E. coli Counts in Foods | AOAC |  |  |  | 8/12/2006 11:50:00 PM
150 | 991.15 | Total Coliforms and E. coli in Water | AOAC |  |  |  | 8/12/2006 11:50:00 PM
151 | 991.38 | Salmonella in Foods | AOAC |  |  |  | 8/12/2006 11:50:00 PM
152 | 992.11 | Motile and Nonmotile Salmonella in Foods | AOAC |  |  |  | 8/12/2006 11:50:00 PM
153 | 992.14 | Pesticides and Metabolites in Water | AOAC |  |  |  | 8/12/2006 11:50:00 PM
154 | 992.17 | Diquat and Paraquat Residues in Potatoes | AOAC |  |  |  | 8/12/2006 11:50:00 PM
155 | 992.18 | Listeria Species | AOAC |  |  |  | 8/12/2006 11:50:00 PM
156 | 992.19 | Listeria Species | AOAC |  |  |  | 8/12/2006 11:50:00 PM
157 | 992.3 | Confirmed Total Coliform/E. coli in Food | AOAC |  |  |  | 8/12/2006 11:50:00 PM
158 | 992.31 | Ethylene Thiourea Residues in Water | AOAC |  |  |  | 8/12/2006 11:50:00 PM
159 | 992.32 | Chlorinated Acidic Residues in Water | AOAC |  |  |  | 8/12/2006 11:50:00 PM
4611 | 993.06 | Staphylococcal Enterotoxins by Enzyme Immunoassay | AOAC | 993.06 ~ AOAC ; Staphylococcal Enterotoxins by Enzyme Immunoassay |  | https://www.nemi.gov/methods/method_summary/10930/ | 7/31/2013 12:00:00 AM
160 | 993.08 | Salmonella in Foods | AOAC |  |  |  | 8/12/2006 11:50:00 PM
161 | 993.09 | Listeria in Dairy, Seafood and Meats | AOAC |  |  |  | 8/12/2006 11:50:00 PM
162 | 993.1 | Clostridium perfringens from Shellfish | AOAC |  |  |  | 8/12/2006 11:50:00 PM
163 | 993.11 | Bacterial Counts in Raw/Pasteurized Milk | AOAC |  |  |  | 8/12/2006 11:50:00 PM
164 | 993.12 | Listeria monocytogenes in Milk | AOAC |  |  |  | 8/12/2006 11:50:00 PM
165 | 993.14 | Trace Elements in Waters and Wastewaters | AOAC |  |  |  | 8/12/2006 11:50:00 PM
166 | 993.15 | 1,2-Dibromoethane and DBCP in Water | AOAC |  |  |  | 8/12/2006 11:50:00 PM
167 | 993.23 | Dissolved Hexavalent Chromium in Water | AOAC |  |  |  | 8/12/2006 11:50:00 PM
168 | 993.3 | Inorganic Anions in Water | AOAC | 993.3 ~ AOAC ; Inorganic Anions in Water |  | https://www.nemi.gov/methods/method_summary/4743/ | 8/12/2006 11:50:00 PM
733213 | A-01-R | Alpha Radioassay | USDOE/EML | Calibration Of Alpha-emitting Radionuclide Solutions And Sources |  | http://www.wipp.energy.gov/NAMP/EMLLegacy/ProcMan/Sect4/4_5-2.pdf | 11/23/2016 7:40:07 AM
733202 | A-01-R | ALPHA RADIOASSAY | WQXTEST | CALIBRATION OF ALPHA-EMITTING RADIONUCLIDE SOLUTIONS AND SOURCES | Final | https://www.orau.org/ptp/PTP%20Library/library/DOE/eml/hasl300/analyticalchem.pdf | 6/12/2017 9:09:07 PM
732158 | A-CLIP | Fin clip | EPA_GLNPO |  |  |  | 6/30/2017 2:39:22 PM
732159 | A-CWT | Coded wire tag | EPA_GLNPO |  |  |  | 6/30/2017 2:38:08 PM
735667 | A-MAX | Maxillary Bone Evaluation | EPA_GLNPO |  |  |  | 5/1/2017 2:58:55 PM
732161 | A-OTO | Age by otolith removal. | EPA_GLNPO |  |  |  | 6/30/2017 2:37:42 PM
732163 | A-SCALE | A-SCALE | EPA_GLNPO |  |  |  | 4/19/2016 12:40:52 PM
732164 | A-SIZE | Size | EPA_GLNPO |  |  |  | 4/19/2016 12:40:52 PM
522156 | A00002 | (Unable to identify) | USCOEKY |  |  |  | 6/18/2013 5:15:55 PM
5182 | A00070 | Aldicarb in water by Immunoassay | MWI | A00070 ~ MWI ; Aldicarb in water by Immunoassay |  | https://www.nemi.gov/methods/method_summary/7253/ | 7/31/2013 12:00:00 AM
5183 | A00071 | Atrazine in water by Immunoassay | MWI | A00071 ~ MWI ; Atrazine in water by Immunoassay |  | https://www.nemi.gov/methods/method_summary/7254/ | 7/31/2013 12:00:00 AM
5184 | A00072 | Alachlor in water by Immunoassay | MWI | A00072 ~ MWI ; Alachlor in water by Immunoassay |  | https://www.nemi.gov/methods/method_summary/7252/ | 7/31/2013 12:00:00 AM
5185 | A00073 | Cyanazine in water by Immunoassay | MWI | A00073 ~ MWI ; Cyanazine in water by Immunoassay |  | https://www.nemi.gov/methods/method_summary/7262/ | 7/31/2013 12:00:00 AM
5186 | A00074 | Carbofuran in water by Immunoassay | MWI | A00074 ~ MWI ; Carbofuran in water by Immunoassay |  | https://www.nemi.gov/methods/method_summary/7259/ | 7/31/2013 12:00:00 AM
5187 | A00080 | Metolachlor in water by Immunoassay | MWI | A00080 ~ MWI ; Metolachlor in water by Immunoassay |  | https://www.nemi.gov/methods/method_summary/7264/ | 7/31/2013 12:00:00 AM
5188 | A00081 | Captan in water by Immunoassay | MWI | A00081 ~ MWI ; Captan in water by Immunoassay |  | https://www.nemi.gov/methods/method_summary/7257/ | 7/31/2013 12:00:00 AM
5189 | A00082 | 2,4-D in Water by Immunoassay | MWI | A00082 ~ MWI ; 2,4-D in Water by Immunoassay |  | https://www.nemi.gov/methods/method_summary/5624/ | 7/31/2013 12:00:00 AM
5190 | A00088 | Procymidone in water by Immunoassay | MWI | A00088 ~ MWI ; Procymidone in water by Immunoassay |  | https://www.nemi.gov/methods/method_summary/7266/ | 7/31/2013 12:00:00 AM
5191 | A00093 | Benomyl/Carbendazim in water by Immunoassay | MWI | A00093 ~ MWI ; Benomyl/Carbendazim in water by Immunoassay |  | https://www.nemi.gov/methods/method_summary/7256/ | 7/31/2013 12:00:00 AM
5192 | A00097 | Carbaryl in water by Immunoassay | MWI | A00097 ~ MWI ; Carbaryl in water by Immunoassay |  | https://www.nemi.gov/methods/method_summary/7258/ | 7/31/2013 12:00:00 AM
5193 | A00105 | Chlorothalonil in water by Immunoassay | MWI | A00105 ~ MWI ; Chlorothalonil in water by Immunoassay |  | https://www.nemi.gov/methods/method_summary/7260/ | 7/31/2013 12:00:00 AM
5194 | A00111 | PCP (pentachlorophenol) in water by immunoassay | MWI | A00111 ~ MWI ; PCP (pentachlorophenol) in water by immunoassay |  | https://www.nemi.gov/methods/method_summary/5637/ | 7/31/2013 12:00:00 AM
5195 | A00111/A00128 | PCP (pentachlorophenol) in soils/sediment by immunoassay | MWI | A00111/A00128 ~ MWI ; PCP (pentachlorophenol) in soils/sediment by immunoassay |  | https://www.nemi.gov/methods/method_summary/5638/ | 7/31/2013 12:00:00 AM
5196 | A00134 | PCB (polychlorinated biphenyl) in water by immunoassay | MWI | A00134 ~ MWI ; PCB (polychlorinated biphenyl) in water by immunoassay |  | https://www.nemi.gov/methods/method_summary/5640/ | 7/31/2013 12:00:00 AM
5197 | A00134/A00137 | PCB (polychlorinated biphenyl) in soils/sediment by immunoassay | MWI | A00134/A00137 ~ MWI ; PCB (polychlorinated biphenyl) in soils/sediment by immunoassay |  | https://www.nemi.gov/methods/method_summary/5641/ | 7/31/2013 12:00:00 AM
5198 | A00143 | Chlorpyrifos in water by Immunoassay | MWI | A00143 ~ MWI ; Chlorpyrifos in water by Immunoassay |  | https://www.nemi.gov/methods/method_summary/7261/ | 7/31/2013 12:00:00 AM
5199 | A00147 | Paraquat in water by Immunoassay | MWI | A00147 ~ MWI ; Paraquat in water by Immunoassay |  | https://www.nemi.gov/methods/method_summary/7267/ | 7/31/2013 12:00:00 AM
5200 | A00151 | Atrazine in water by Immunoassay, High Sensitivity | MWI | A00151 ~ MWI ; Atrazine in water by Immunoassay, High Sensitivity |  | https://www.nemi.gov/methods/method_summary/7255/ | 7/31/2013 12:00:00 AM
5201 | A00157 | PAH in water by immunoassay | MWI | A00157 ~ MWI ; PAH in water by immunoassay |  | https://www.nemi.gov/methods/method_summary/5631/ | 7/31/2013 12:00:00 AM
5202 | A00157/A00160 | PAH in soils/sediment by immunoassay | MWI | A00157/A00160 ~ MWI ; PAH in soils/sediment by immunoassay |  | https://www.nemi.gov/methods/method_summary/5632/ | 7/31/2013 12:00:00 AM
5203 | A00171 | Triclopyr in water by Immunoassay | MWI | A00171 ~ MWI ; Triclopyr in water by Immunoassay |  | https://www.nemi.gov/methods/method_summary/7271/ | 7/31/2013 12:00:00 AM
5204 | A00178 | Spinosad in water by Immunoassay | MWI | A00178 ~ MWI ; Spinosad in water by Immunoassay |  | https://www.nemi.gov/methods/method_summary/7269/ | 7/31/2013 12:00:00 AM
5205 | A00196 | Methomyl in water by Immunoassay | MWI | A00196 ~ MWI ; Methomyl in water by Immunoassay |  | https://www.nemi.gov/methods/method_summary/7263/ | 7/31/2013 12:00:00 AM
5206 | A00201 | PAH in water by immunoassay | MWI | A00201 ~ MWI ; PAH in water by immunoassay |  | https://www.nemi.gov/methods/method_summary/5633/ | 7/31/2013 12:00:00 AM
5207 | A00201/A00204 | PAH in soils/sediment by immunoassay | MWI | A00201/A00204 ~ MWI ; PAH in soils/sediment by immunoassay |  | https://www.nemi.gov/methods/method_summary/5634/ | 7/31/2013 12:00:00 AM
5208 | A00208 | TCP in water by Immunoassay | MWI | A00208 ~ MWI ; TCP in water by Immunoassay |  | https://www.nemi.gov/methods/method_summary/7270/ | 7/31/2013 12:00:00 AM
5209 | A00212 | Silvex (2,4,5-TP) in water by immunoassay | MWI | A00212 ~ MWI ; Silvex (2,4,5-TP) in water by immunoassay |  | https://www.nemi.gov/methods/method_summary/5643/ | 7/31/2013 12:00:00 AM
5210 | A00216 | Dieldrin (cyclodiene) in water by immunoassay | MWI | A00216 ~ MWI ; Dieldrin (cyclodiene) in water by immunoassay |  | https://www.nemi.gov/methods/method_summary/5620/ | 7/31/2013 12:00:00 AM
5211 | A00216/A00256 | Dieldrin (cyclodiene) in soils/sediment by immunoassay | MWI | A00216/A00256 ~ MWI ; Dieldrin (cyclodiene) in soils/sediment by immunoassay |  | https://www.nemi.gov/methods/method_summary/5621/ | 7/31/2013 12:00:00 AM
5212 | A00224 | Metribuzin in water by Immunoassay | MWI | A00224 ~ MWI ; Metribuzin in water by Immunoassay |  | https://www.nemi.gov/methods/method_summary/7265/ | 7/31/2013 12:00:00 AM
5213 | A00243 | Nitrate in water by colorimetric assay | MWI | A00243 ~ MWI ; Nitrate in water by colorimetric assay |  | https://www.nemi.gov/methods/method_summary/5629/ | 7/31/2013 12:00:00 AM
5214 | A00246 | Simazine in water by Immunoassay | MWI | A00246 ~ MWI ; Simazine in water by Immunoassay |  | https://www.nemi.gov/methods/method_summary/7268/ | 7/31/2013 12:00:00 AM
565350 | A10200F | A10200F | USCOEKY |  |  |  | 9/1/2015 1:31:16 PM
215323 | A2320 B | UNKOWN | SDDENR_WQX |  |  |  | 1/13/2017 9:59:58 AM
215325 | A2340 B | UNKOWN | SDDENR_WQX |  |  |  | 1/13/2017 9:59:58 AM
459087 | A2340-B | REGRAVAN | SDDENR_WQX |  |  |  | 11/7/2012 10:41:24 AM
555417 | A2510 B | UNKOWN | SDDENR_WQX |  |  |  | 10/24/2014 12:00:25 PM
215330 | A2540 C | UNKOWN | SDDENR_WQX |  |  |  | 1/13/2017 9:59:58 AM
215331 | A2540 D | UNKOWN | SDDENR_WQX |  |  |  | 1/13/2017 9:59:58 AM
5301 | A2540G | Percent Moisture | APHA | Standard Method (19th ed.) 2540 G: TOTAL, FIXED AND VOLATILES IN SOLIDS AND SEMI-SOLID SAMPLES |  |  | 1/12/2015 3:28:48 PM
558908 | A2710F | APHA Standard Method 2710 F: Specific Gravity | R10BOOMSNUB | APHA Standard Method 2710 F: Specific Gravity | 2710 F |  | 12/5/2014 2:23:00 PM
459029 | A4500-H B | UNKOWN | SDDENR_WQX |  |  |  | 10/24/2014 10:26:17 AM
215327 | A4500-NH3 G | UNKOWN | SDDENR_WQX |  |  |  | 1/13/2017 9:59:58 AM
508457 | A5210 B | UNKOWN | SDDENR_WQX |  |  |  | 4/17/2015 10:29:03 AM
732155 | A706 | Ra226 | EPA_GLNPO |  |  |  | 4/19/2016 12:40:50 PM
732156 | A707 | Ra228 | EPA_GLNPO |  |  |  | 4/19/2016 12:40:50 PM
732157 | A711 | Uranium | EPA_GLNPO |  |  |  | 4/19/2016 12:40:51 PM
257281 | A9222 D | UNKOWN | SDDENR_WQX |  |  |  | 4/17/2015 10:28:52 AM
257280 | A9223 B | UNKOWN | SDDENR_WQX |  |  |  | 4/17/2015 10:28:52 AM
193140 | ABA | ABA | R10BUNKER |  |  |  | 6/28/2011 12:51:43 PM
530301 | ABRAXIS ADDA ELISA | Microcystins-DM ELISA (Microtiter Plate) | MNPCA |  |  |  | 9/4/2014 12:31:47 PM
530366 | ABRAXIS PSP ELISA | Saxitoxin (PSP) ELISA, Microtiter Plate | MNPCA |  |  |  | 3/10/2014 6:19:17 PM
736089 | Abraxis-520011 | Abraxis-520011 | INSTOR_WQX |  |  |  | 2/11/2019 2:47:04 PM
736092 | Abraxis-520050 | Abraxis-520050 | INSTOR_WQX |  |  |  | 7/26/2017 10:16:40 AM
736090 | Abraxis-520060 | Abraxis-520060 | INSTOR_WQX |  |  |  | 2/11/2019 2:47:04 PM
741209 | Abraxis-522011 | Abraxis-522011 | INSTOR_WQX |  |  |  | 2/11/2019 2:47:15 PM
762666 | Abraxis-52255B | Abraxis-52255B | INSTOR_WQX |  |  |  | 2/11/2019 2:47:04 PM
757189 | acetone extraction | 90% acetone extraction, Spectrophotometer | RTI | 90% acetone extraction, Spectrophotometer |  |  | 5/23/2018 1:37:55 PM
107111 | aChlor | alpha-Chlordane/cis-Chlordane | EPATEST |  |  |  | 12/9/2016 7:55:47 AM
108619 | ADEM_HISTORICAL | Unkn Lab Proc | 21AWIC |  |  |  | 11/12/2018 12:59:54 PM
733242 | aEnsulf | Endosulfan I | EPATEST |  |  |  | 12/9/2016 7:55:46 AM
819 | AES-0029 | Trace Element Analysis of Water | FISON |  |  |  | 8/12/2006 11:50:00 PM
5142 | AFS SD TROUT | Trout collection in wadeable trout streams by backpack electrofishing | AFS | AFS SD Trout ~ AFS ; Trout collection in wadeable trout streams by backpack electrofishing |  | https://www.nemi.gov/methods/method_summary/9971/ | 7/31/2013 12:00:00 AM
5143 | AFS-WWSTC | Fish collection in warmwater streams by electrofishing | AFS | AFS-WWSTC ~ AFS ; Fish collection in warmwater streams by electrofishing |  | https://www.nemi.gov/methods/method_summary/10032/ | 7/31/2013 12:00:00 AM
5224 | AG-625 | Atrazine by Immunoassay | SYNGENTA | AG-625 ~ Syngenta ; Atrazine by Immunoassay |  | https://www.nemi.gov/methods/method_summary/4667/ | 7/31/2013 12:00:00 AM
732869 | aHCH | alpha-HCH (aLindane) | EPATEST |  |  |  | 12/9/2016 7:55:47 AM
733197 | aHepEpx | aHeptachlor-2,3-exo-epoxide | EPATEST |  |  |  | 11/21/2016 3:42:56 PM
540110 | AIRTEMP | Temperature, Air | 21FLHILL_WQX |  |  |  | 12/6/2018 1:00:13 PM
566690 | AIR_TEMP | Temperature of air by thermometer | USFSWHITEMT | Air temperature measurement with thermometer consistent with USGS Field Manual 6.1.3A |  |  | 2/11/2016 2:45:17 PM
553421 | AK101 | Gas chromatographic conditions for the detection of volatile petroleum fractions | SELDOVIA | Gas chromatographic conditions for the detection of volatile petroleum fractions |  |  | 1/14/2016 6:10:45 PM
530088 | AK101 | AK-101 | SALTCHUCK_WQX | Alaksa method - measures gasoline range organics |  |  | 1/24/2014 3:24:20 PM
764553 | AK101 | AK101 | GTC_WQX | Method developed by Alaska Dept. of Environmental Conservation (ADEC) for the determination of Gasoline Range Organics. |  | http://dec.alaska.gov/eh/docs/lab/cs/ak101.pdf | 2/4/2019 8:06:53 PM
553422 | AK102 | Gas chromatographic conditions for the detection of semi-volatile petroleum products | SELDOVIA | Gas chromatographic conditions for the detection of semi-volatile petroleum products |  |  | 1/14/2016 6:10:35 PM
551300 | AK102 | AK102 | SALTCHUCK_WQX | Alaska method - This method is designed to measure the concentration of Diesel Range Organics in water and soil. |  |  | 5/20/2014 2:21:15 PM
764554 | AK102 | AK102 | GTC_WQX | Method developed by Alaska Dept. of Environmental Conservation (ADEC) for the determination of Diesel Range Organics. |  | http://dec.alaska.gov/eh/docs/lab/cs/ak102.pdf | 2/4/2019 8:06:44 PM
530089 | AK102/103 | AK102/103 | SALTCHUCK_WQX | Alaska method - measures diesel and residual range organics |  |  | 5/20/2014 2:21:18 PM
530085 | AK102/103 | AK102/103 | BUNKER_WQX | Alaksa method - measures diesel and residual range organics |  |  | 4/16/2013 1:29:35 PM
553423 | AK103 | Gas chromatographic conditions for the detection of high molecular weight | SELDOVIA | Gas chromatographic conditions for the detection of high molecular weight |  |  | 1/14/2016 6:10:34 PM
743687 | AKMAP 001 | EMAP method | AKDECAKMAP |  |  |  | 3/20/2018 3:26:31 PM
744109 | AKMAP 002 | EW-AK:Nutrients | AKDECAKMAP | Nutrient analyses from water samples |  |  | 3/20/2018 3:08:44 PM
743688 | AKMAP 003 | Calculation | AKDECAKMAP | Calculation. Uses another sample's measurement and calculates a result for a different or related characteristic based on that sample's measurement. |  |  | 3/19/2018 8:04:05 PM
743682 | AKMAP 005 | Advanced Monitoring Intiative - Unknown Analytical Method | AKDECAKMAP | Historical Datasets, unknown or undocumented analytical method |  |  | 3/20/2018 4:13:51 PM
743665 | AKMAP 007 | NWCA 2011 | AKDECAKMAP | Laboratory methods follow the Laboratory Operations Manual for the 2011 National Wetland Condition Assessment. |  |  | 3/19/2018 11:23:04 AM
743664 | AKMAP 008 | NLA 2012 | AKDECAKMAP | Laboratory methods follow the Laboratory Operations Manual for the 2012 National Lakes Assessment. |  |  | 3/19/2018 3:24:12 PM
744110 | AKMAP 009 | PSEP-TOC | AKDECAKMAP | Puget Sound Estuary Program 1986 - Total Organic Carbon analyzed at 70 degrees C |  |  | 3/20/2018 3:06:03 PM
743666 | AKMAP 010 | UA Stable Isotope Analysis of Sediment | AKDECAKMAP | Samples analyzed for %C, %N, d13C and d15N using Costech ECS 4010 elemental analyzer in line with Thermo Scientific Delta V Advantage continuous-flow isotope ratio mass spectrometer |  |  | 3/19/2018 11:23:05 AM
744423 | AKMAP 012 | Southeast Data Mining - Unknown Analytical Method | AKDECAKMAP | Historical datasets, unknown or undocumented analytical method. |  |  | 3/20/2018 4:01:52 PM
743690 | AKMAP 013 | SEABIRD CAST | AKDECAKMAP | The CTD Seabird water quality profiling was used for basic water quality parameters of temperature, salinity, pH, dissolved oxygen (DO), and depth. |  |  | 3/20/2018 3:02:13 PM
740874 | AKP01 | AKP01 | AZDEQ_SW |  |  |  | 11/10/2017 2:37:44 PM
107509 | AL-Ammonia as N | Ammonia as Nitrogen | MIAMITRIBEOFOKLAHOMA | Lab results for Ammonia as Nitrogen are provided by Accurate Environmental Labs. |  |  | 7/23/2013 3:38:14 PM
107510 | AL-Nitrate-Nitrite | Nitrate-Nitrite | MIAMITRIBEOFOKLAHOMA | Lab results for Nitrate-Nitrite are provided by Accurate Environmental Labs. |  |  | 7/23/2013 3:38:14 PM
216801 | AL-TKN | Total Kjeldahl Nitrogen | MIAMITRIBEOFOKLAHOMA | Lab results for Total Kjeldahl Nitrogen are provided by Accurate Environmental Labs. |  |  | 7/23/2013 3:38:51 PM
107511 | AL-Total Phosphorus | Total Phosphorus | MIAMITRIBEOFOKLAHOMA | Lab results for Total Phosphorus are provided by Accurate Environmental Labs. |  |  | 7/23/2013 3:38:14 PM
107112 | ALDRIN | Aldrin | EPATEST |  |  |  | 11/21/2016 3:42:56 PM
740873 | ALGOR | ALGOR | AZDEQ_SW |  |  |  | 11/10/2017 2:37:44 PM
187279 | ALK-USGS | ALK-USGS | R10BUNKER |  |  |  | 6/28/2011 12:50:48 PM
763213 | ALPO_FE2 | Fe(II) Modified from L. Stookey | 11NPSWRD_WQX | Fe(II), reduced iron, was determined by a spectrophotometric method which employs complexation with ferrozine. The procedure employed is a slight modification of that described by L. Stookey in this citation. In the modification, the reducing agent hydroxylamine hydrochloride was omitted so that only ferrous iron is detected. |  |  | 11/1/2018 5:29:00 PM
2349 | AM-01 | Americium-241 in Ashed Samples | USEPA |  |  |  | 8/12/2006 11:50:00 PM
1228 | AM-01 | Americium in Soil | USDOE/EML |  |  |  | 8/12/2006 11:50:00 PM
1229 | AM-02 | Americium-241 in Soil | USDOE/EML |  |  |  | 8/12/2006 11:50:00 PM
1230 | AM-03(A) | Americium-241 in Air Filters | USDOE/EML |  |  |  | 8/12/2006 11:50:00 PM
1231 | AM-03(T) | Americium-241 in Tissue | USDOE/EML |  |  |  | 8/12/2006 11:50:00 PM
1232 | AM-03(W) | Americium-241 in Water | USDOE/EML | in Water |  |  | 8/12/2006 11:50:00 PM
4734 | AM-04-RC | Americium and Plutonium by Ion Exchange and Alpha Spectrometry | USDOE/EML | Am-04-RC ~ DOE EML ; Americium and Plutonium by Ion Exchange and Alpha Spectrometry |  | https://www.nemi.gov/methods/method_summary/10004/ | 7/31/2013 12:00:00 AM
764601 | AM1 | UNKOWN | DEMOTEST_WQX |  |  |  | 2/11/2019 6:54:46 PM
511090 | AM1 | UNKOWN | WQXTEST |  |  |  | 2/11/2019 6:27:39 PM
743422 | AM20GAX | AM20GAX | AZDEQ_WPD |  |  |  | 5/10/2018 5:38:50 PM
565899 | AM20GAX | GAS CONCENTATIONS OF THE DISSOLVED GASES IN WATER | 21ARIZ_WQX |  |  |  | 11/30/2015 4:47:20 PM
5315 | Ammonia-001 | Determination of Inorganic Ammonia by Continuous Flow Gas Diffusion and Conductivity Cell Analysis | TIMBERLINE | http://www.timberlineinstruments.com/wp-content/uploads/2011/10/TimberlineAmmoniaEPAMethod.pdf |  |  | 8/3/2015 9:15:06 AM
742839 | AMPHIBIAN_WETLAND | Wetland Amphibian Survey Species Density % | 21GAEPD_WQX | GA EPD Wetland Amphibian Survey visual survey method, Species Density %. |  |  | 11/3/2017 9:25:11 AM
522186 | AN8155 | HACH-Ammonia Nitrogen 8155 | SCEQ |  | 8155 |  | 3/6/2013 12:04:43 PM
262259 | analytic01 | analyticCHLA_102 | MDDNR | Spectrophotometric Determination of Active Chlorophyll; Sample is read at OD values of 750, 663 & 665 nm. |  |  | 10/25/2013 7:56:30 AM
530149 | analytic02 | analyticCHLA_103 | MDDNR | Spectrophotometric Determination of Active Chlorophyll; Sample is read at OD values of 750, 664 & 665 nm. |  |  | 10/28/2013 11:50:44 PM
530150 | analytic03 | analyticTRICHROMATIC CHLOROPHYLL A | MDDNR | SPECTROPHOTOMETRIC DETERMINATION: FILTERS ARE PLACED IN 90% AQUEOUS ACETONE AND GROUND TO A UNIFORM CONSISTENCY WITH A TISSUE GRINDER. SAMPLES ARE STEEPED OVERNIGHT AT 4 DEGREES C IN THE DARK. THE EXTRACT IS CLARIFIED BY CENTRIFUGATION. SPECTROPHOTOMETRIC OPTICAL DENSITY READINGS TAKEN AT 630; 647; 664; AND 750 nm ARE USED IN THE EQUATION OF JEFFREY AND HUMPHRY: CHL A = (11.85(OD664) - 1.54(OD647) - 0.08(OD630)) * EXVOL_ML)/(SAMVOL_L*LIPAT_CM). ALL ODs ARE CORRECTED FOR TURBIDITY (OD750). |  |  | 11/7/2018 3:11:44 PM
530151 | analytic04 | analytic04 | MDDNR | SPECTROPHOTOMETRIC DETERMINATION: FILTERS ARE PLACED IN 90% AQUEOUS ACETONE AND GROUND TO A UNIFORM CONSISTENCY WITH A TISSUE GRINDER. SAMPLES ARE STEEPED OVERNIGHT AT 4 DEGREES C IN THE DARK. THE EXTRACT IS CLARIFIED BY CENTRIFUGATION. SPECTROPHOTOMETRIC OPTICAL DENSITY READINGS TAKEN AT 630; 647; 664; AND 750 nm ARE USED IN THE EQUATION OF JEFFREY AND HUMPHRY: CHL A = (11.85(OD664) - 1.54(OD647) - 0.08(OD630)) * EXVOL_ML)/(SAMVOL_L*LIPAT_CM). ALL ODs ARE CORRECTED FOR TURBIDITY (OD750). |  |  | 10/7/2014 7:48:23 AM
530152 | analytic06 | analyticCHLA_104 | MDDNR | unknown - 218 records, aug, sep, oct 1997 (searching for documentation 5-May-2013) |  |  | 10/25/2013 6:30:44 AM
530153 | analytic07 | analyticDOC_101 | MDDNR | Carbon dioxide formed is measured directly by an infrared detector. |  |  | 9/25/2013 11:56:38 AM
530154 | analytic08 | analyticDOC_102 | MDDNR | Detection of carbon dioxide produced is by non-dispersive infrared detector. |  |  | 10/7/2014 7:48:23 AM
530432 | analytic100 | analyticTP_L01N | MDDNR | A WHOLE WATER SAMPLE IS HEATED IN THE PRESENCE OF SULFURIC ACID; POTASSIUM SULFATE AND MERCURIC SULFATE IN A BLOCK DIGESTOR. THE RESIDUE IS COOLED; DILUTED TO 25 ML AND PLACED ON AN AUTO ANALYZER FOR PHOSPHORUS DETERMINATION. AMMONIUM MOLYBDATE AND ANTIMONY ARE ADDED FOR COLOR DEVELOPMENT WHICH IS MEASURED AT 660 nm. |  |  | 10/29/2013 1:22:34 AM
530433 | analytic101 | analyticTURB_NTU_L01N | MDDNR | A COMPARISON OF THE INTENSITY OF LIGHT SCATTERED BY THE SAMPLE WITH THE INTENSITY OF LIGHT SCATTERED BY A STANDARD REFERNCE SUSPENSION OF FORMAZIN. READINGS; IN NTUs; ARE CONSIDERED COMPARABLE TO FTUs. |  |  | 7/5/2018 4:34:09 PM
530434 | analytic102 | analyticTURB_NTU_101N | MDDNR | Turbidity is determined by a comparison of intensity of light scattering caused by a 25 ml. aliguot sample. |  |  | 10/23/2013 2:20:05 AM
530155 | analytic11 | analyticNH4_101 | MDDNR | Ammonia in a filtered sample is measured colorimetrically on an Auto Analyzer. |  |  | 10/7/2014 7:48:23 AM
530156 | analytic12 | analyticNH4_L01 | MDDNR | AMMONIA IN A FILTERED SAMPLE REACTS WITH ALKALINE PHENOL AND HYPOCHLORITE (SODIUM DICHLOROISOCYANUCATE) TO FORM INDOPHENOL BLUE; THE ABSORBANCE OF WHICH IS PROPORTIONAL TO AMMONIA CONCENTRATIONS. THE SOLUTION'S COLOR IS INTENSIFIED BY SODIUM NITROPRUSSIDE; HEATED AND READ COLORIMETRICALLY USING AN AUTOANALYZER. |  |  | 11/7/2018 3:11:46 PM
530157 | analytic14 | analyticNO2_101 | MDDNR | Nitrite in a filtered sample is measured colorimetrically on an Auto Analyzer. |  |  | 10/7/2014 7:48:23 AM
530158 | analytic15 | analyticsNO2_L01 | MDDNR | NITRITE IN A FILTERED SAMPLE IS DETERMINED BY DIAZOTIZING WITH SULFANILAMIDE AND COUPLING WITH N-(1-NAPHTHYL) ETHYLENEDIAMINE DIHYDROCHLORIDE TO FORM A HIGHLY-COLORED AZO DYE WHICH IS MEASURED COLORIMETRICALLY AT 520 OR 540 nm. |  |  | 11/7/2018 3:11:46 PM
530159 | analytic16 | analyticsNO23_L01COLORIMETRIC; AUTOMATED CADMIUM REDUCTION | MDDNR | FILTERED SAMPLES ARE PASSED THROUGH A GRANULATED COPPER-CADMIUM COLUMN TO REDUCE NITRATE TO NITRITE. THE NITRITE (ORIGINALLY PRESENT PLUS REDUCED NITRATE) IS DETERMINED BY DIOZOTIZING WITH SULFANILAMIDE AND COUPLING WITH N-(1-NAPTHYL) ETHYLENEDIAMINE DIHYDROCHLORIDE TO FORM A HIGHLY COLORED AZO DYE WHICH IS MEASURED COLORIMETRICALLY. NITRATE AND NITRITE ARE DETERMINED SEPARATELY BY CONDUCTING THE ANALYSIS WITH AND WITHOUT THE REDUCTION STEP. NITRATE MAYBE OBTAINED BY SUBTRACTING THE CONCENTRATION OF NITRITE FROM THE CONCENTRATION OF NITRITE PLUS NITRATE. |  |  | 11/7/2018 3:11:46 PM
530160 | analytic17 | analyticNO23_101 | MDDNR | Nitrate & Nitrite are determined separately by conducting the analysis with & without the reduction step. |  |  | 10/7/2014 7:48:23 AM
530163 | analytic27 | analyticPC_101 | MDDNR | Filter is dried and analyzed using a Perkin Elmer Model 240B Elemental Analyzer. |  |  | 8/7/2013 7:19:59 PM
530442 | analytic28 | analyticPARTICULATE CARBON (inorg+organic) | MDDNR | PARTICULATES COLLECTED ON A 0.7 UM FILTER ARE COMBUSTED AT 975 -1050 C USING AN ELEMENTAL ANALYZER. ORGANIC AND INORGANIC CARBONS FORM CARBON DIOXIDE GAS WHICH PASSES THROUGH A SERIES OF THERMAL CONDUCTIVITY DETECTORS. |  |  | 11/7/2018 3:11:47 PM
530387 | analytic29 | analyticPC_104 | MDDNR | Sample analyzed using the automated & advanced Model 240X-A Elemental Analyzer. |  |  | 10/7/2014 7:48:24 AM
530165 | analytic30 | analyticPHEO_102 | MDDNR | Spectrophotometric Determination of Pheophytin; Sample is read at OD values of 750, 663 & 665 nm. |  |  | 10/25/2013 7:56:30 AM
530167 | analytic31 | analyticPHEO_103 | MDDNR | Spectrophotometric Determination of Pheophytin; Sample is read at OD values of 750, 664 & 665 nm. |  |  | 10/28/2013 11:50:45 PM
530168 | analytic32 | analyticPHEO_L01 | MDDNR | SPECTROPHOTOMETRIC DETERMINATION: FILTERS ARE PLACED IN 90% AQUEOUS ACETONE AND GROUND TO A UNIFORM CONSISTENCY WITH A TISSUE GRINDER. SAMPLES ARE STEEPED OVERNIGHT AT 4 DEGREES C IN THE DARK. THE EXTRACT IS CLARIFIED BY CENTRIFUGATION. SPECTROPHOTOMETRIC OPTICAL DENSITY READINGS TAKEN AT 630; 647; 664; AND 750 nm ARE USED IN THE EQUATION OF JEFFREY AND HUMPHRY: CHL A = (11.85(OD664) - 1.54(OD647) - 0.08(OD630)) * EXVOL_ML)/(SAMVOL_L*LIPAT_CM). ALL ODs ARE CORRECTED FOR TURBIDITY (OD750). |  |  | 10/7/2014 7:48:23 AM
530169 | analytic33 | analyticTRICHROMATIC CHLOROPHYLL A | MDDNR | SPECTROPHOTOMETRIC DETERMINATION: FILTERS ARE PLACED IN 90% AQUEOUS ACETONE AND GROUND TO A UNIFORM CONSISTENCY WITH A TISSUE GRINDER. SAMPLES ARE STEEPED OVERNIGHT AT 4 DEGREES C IN THE DARK. THE EXTRACT IS CLARIFIED BY CENTRIFUGATION. SPECTROPHOTOMETRIC OPTICAL DENSITY READINGS TAKEN AT 630; 647; 664; AND 750 nm ARE USED IN THE EQUATION OF JEFFREY AND HUMPHRY: CHL A = (11.85(OD664) - 1.54(OD647) - 0.08(OD630)) * EXVOL_ML)/(SAMVOL_L*LIPAT_CM). ALL ODs ARE CORRECTED FOR TURBIDITY (OD750). |  |  | 11/7/2018 3:11:44 PM
530170 | analytic34 | analyticPHEO_104 | MDDNR | unknown (218 records, aug, sep, oct 1997 (searching for documentation 5-May-2013) |  |  | 10/25/2013 6:30:44 AM
530171 | analytic35 | analyticPN_101 | MDDNR | Filter is dried and analyzed using a Perkin Elmer Model 240B Elemental Analyzer. |  |  | 8/7/2013 6:30:15 PM
530172 | analytic36 | analyticPARTICULATE NITROGEN | MDDNR | PARTICULATES COLLECTED ON A 0.7 UM FILTER ARE COMBUSTED AT 975 -1050 C USING AN ELEMENTAL ANALYZER. ALL NITROGEN IN THE SAMPLE IS CONVERTED TO MOLECULAR NITROGEN (N2) WHICH IS DETECTED IN A SERIES OF THERMAL CONDUCTIVITY DETECTORS. |  |  | 11/7/2018 3:11:47 PM
530173 | analytic37 | analyticPN_104 | MDDNR | Sample analyzed using the automated & advanced Model 240X-A Elemental Analyzer. |  |  | 10/7/2014 7:48:24 AM
530174 | analytic38 | analyticPN_101 | MDDNR | unknown - 2,783 records collected between 5/20/1985 and 12/12/2001, (searching for documentation 5/28/2013) |  |  | 6/14/2013 9:20:36 AM
530175 | analytic39 | analyticPO4_101 | MDDNR | Orthophosphate in a filtered sample is measured colorimetrically using a Technicon Auto Analyzer II. |  |  | 10/7/2014 7:48:23 AM
530176 | analytic40 | analyticPO4_L01ORTHOPHOSPHATE; AUTOMATED; ASCORBIC ACID | MDDNR | ORTHOPHOSPHATE IN A FILTERED SAMPLE REACTS WITH AMMONIUM MOLYBDATE AND ANTIMONY POTASSIUM TARTRATE IN AN ACID MEDIUM TO FORM AN ANTIMONY-PHOSPHO-MOLYBDATE COMPLEX. THIS COMPLEX IS REDUCED TO AN INTENSELY BLUE-COLORED COMPLEX BY ASCORBIC ACID AND IS MEASURED COLORIMETRICALLY USING AN AUTO-ANALYZER. A SALINITY CORRECTION IS APPLIED AS NECESSARY. |  |  | 11/7/2018 3:11:46 PM
530177 | analytic41 | analyticPP_102 | MDDNR | A semi-automated method for the determination of inorganic, organic, and total phosphate in sediments. |  |  | 10/7/2014 7:48:24 AM
530178 | analytic42 | analyticPARTICULATE PHOSPHORUS; SEMI-AUTOMATED; DIRECT | MDDNR | PARTICULATES ON A 0.7 um GLASS FIBER FILTER ARE WEIGHED; THEN COMBUSTED @ 550 C TO CONVERT ORGANICALLY BOUND PHOSPHORUS TO PHOSPHATE. PHOSPHATE IS EXTRACTED WITH HCL AND MEASURED BY THE AUTOMATED ASCORBIC ACID METHOD FOR PO4. |  |  | 11/7/2018 3:11:46 PM
530179 | analytic43 | analyticPP_C02 | MDDNR | unknown - 2,783 records collected between 10/6/1986 and 9/16/1987, (searching for documentation 5/28/2013) |  |  | 8/7/2013 7:20:31 PM
530269 | analytic45 | analyticTDN_101N | MDDNR | Unknown. 19,280 records, 5/20/1985 - 12/12/2001. Searching for info 14-Jun-2013. |  |  | 6/14/2013 12:44:24 PM
530180 | analytic46 | analyticSI_102 | MDDNR | Detection of the silicomolybdate complex is by a colorimeter at 660 nm. |  |  | 10/7/2014 7:48:23 AM
530181 | analytic47 | analyticSI_L01COLORIMETRIC; AUTOMATED; MOLYBDENUM BLUE | MDDNR | SAMPLES ARE FILTERED THROUGH PRE-RINSED GLASS FIBER FILTERS (0.7 um pore). AN AUTOMATED COLORIMETRIC METHOD BASED ON THE REDUCTION OF SILICOMOLYBDATE IN ACIDIC SOLUTION TO "MOLYBDENUM BLUE" (HERTEROPOLY BLUE) BY ASCORBIC ACID. OXALIC ACID IS INTRODUCED TO THE SAMPLE STREAM BEFORE ADDITION OF ASCORBIC ACID TO ELIMINATE INTERFERENCE FROM PHOSPHATES. THE ABSORBANCE IS DETERMINED AT 660 OR 815 nm. |  |  | 7/6/2018 2:20:26 PM
530182 | analytic48 | analyticTDN_101F | MDDNR | unknown, 1300 records,1/18/2000 - 3/23/2001. Searching for info 14-Jun-2013. |  |  | 8/7/2013 6:30:05 PM
530183 | analytic49 | analyticTDN_ALKALINE PERSULFATE WET OXIDATION + EPA 353.2 OR EPA 353.4 | MDDNR | PRE-FILTERED SAMPLES ARE RUN THROUGH AN ALKALINE PERSULFATE WET OXIDATION TO CHANGE ALL N-CONTAINING COMPOUNDS INTO NITRATE. NITRATE CONCENTRATION IS DETERMINED USING AN AUTO ANALYZER EQUIPPED WITH A CADMIUM REDUCTION COLUMN. |  |  | 11/7/2018 3:11:48 PM
530185 | analytic50 | analyticTDP_101F | MDDNR | 50 ml of well-mixed sample is filtered through glass fiber filter paper into a tared evaporating beaker. |  |  | 6/14/2013 9:32:13 AM
530186 | analytic51 | analyticTDP_101W | MDDNR | Ammonium molybdate and antimony potassium tartrate react in an medium to form an complex for measurement. |  |  | 10/7/2014 7:48:23 AM
530184 | analytic52 | analyticTDP_ALKALINE PERSULFATE WET OXIDATION + EPA365.1OR EPA 365 | MDDNR | FILTERED SAMPLES ARE RUN THROUGH AN ALKALINE PERSULFATE WET OXIDATION; WHICH TURNS ACIDIC AND CHANGES ALL P-CONTAINING COMPOUNDS INTO PHOSPHATE. PHOSPHORUS IS MEASURED AS PO4 USING EPA 365.1; AN AUTOMATED SPECTROPHOTOMETRIC METHOD. |  |  | 11/7/2018 3:11:48 PM
530187 | analytic53 | analyticTKN_101F | MDDNR | The pre-filtered sample is digested with a sufuric acid solution & treated with two type of reagents. |  |  | 8/7/2013 6:28:52 PM
530188 | analytic55 | analyticTKN_101W | MDDNR | The unfiltered sample is digested with a sufuric acid solution & treated with two type of reagents. |  |  | 8/7/2013 6:28:52 PM
530189 | analytic56 | analyticTOC_101 | MDDNR | Formation of CO2 by catalytic combustion is measured directly by an infrared detector, |  |  | 6/14/2013 9:34:36 AM
530190 | analytic57 | analyticTP_101 | MDDNR | Sample is heated in sufuric solution. The residue is cooled, diluted & placed on an Auto Analyzer. |  |  | 6/14/2013 9:35:22 AM
530191 | analytic58 | analyticTSS_GRAVIMETRIC; DRIED AT 103-105 C | MDDNR | A MEASURED SUBSAMPLE OF A WELL-MIXED WATER SAMPLE IS FILTERED THROUGH A 0.7 um GLASS FIBER FILTER. THE FILTER AND RESIDUE ARE THEN DRIED AT 103 TO 105 DEGREES C. WEIGHING IS DONE ON AN ANALYTICAL BALANCE. ALL FILTERS (CLEAN AND WITH RESIDUE) ARE STORED IN A DESSICATOR PRIOR TO WEIGHING. THIS PARAMETER IS ALSO CALLED NON-FILTERABLE RESIDUE. |  |  | 11/7/2018 3:11:44 PM
530192 | analytic59 | analyticTSS_101 | MDDNR | Water sample is filtered through a glass fiber filter and dried at 103-105 degree Celsius. |  |  | 10/7/2014 7:48:24 AM
530193 | analytic60 | analyticVSS_101 | MDDNR | A known volumn of sample is filtered through a precombusted, preweighted Whatman GF/F filter. Total suspended solids is determined after drying the filtered pad at 103-105 degree C |  |  | 10/23/2013 2:23:53 AM
530194 | analytic61 | analyticVSS_GRAVIMETRIC; IGNITION AT 550 C | MDDNR | THE RESIDUE OBTAINED FROM THE DETERMINATION OF TOTAL SUSPENDED SOLIDS IS IGNITED AT 550 C IN A MUFFLE FURNACE. THE LOSS OF WEIGHT ON IGNITION (PER LITER OF SAMPLE) IS REPORTED AS MG/L VOLATILE SUSPENDED SOLIDS. THIS PARAMETER IS ALSO CALLED VOLATILE RESIDUE. |  |  | 11/7/2018 3:11:45 PM
530389 | analytic62 | analyticBIOSI_101N | MDDNR | Samples are filtered (.4 um); Silica analyzed using digestion with Technicon Auto Analyzer. |  |  | 9/25/2013 11:56:48 AM
530390 | analytic63 | analyticBOD5_101W | MDDNR | Water samples are incubated for 5 days. D.O. is measured before & after. |  |  | 10/28/2013 11:50:45 PM
530391 | analytic64 | analyticBOD5_L01W | MDDNR | AN UNDILUTED; WHOLE SAMPLE IS INCUBATED FOR FIVE DAYS AT 20 +/- 1 DEGREE CELCIUS. DISSOLVED OXYGEN IS MEASURED BY AN OXYGEN METER BOTH BEFORE AND AFTER INCUBATION. THE DIFFERENCE IN THE DISSOLVED OXYGEN (PER LITER OF SAMPLE) IS THE 5-DAY BIOLOGICAL OXYGEN DEMAND. NITRIFICATION IS NOT INHIBITED IN THIS METHOD. |  |  | 7/5/2018 4:34:09 PM
530392 | analytic65 | analyticCL_L01W | MDDNR | AN ACIDIFIED UNFILTERIED SAMPLE IS TITRATED WITH MERCURIC NITRATE IN THE PRESENCE OF MIXED DIPHENYLCARBAZONE-BROMOPHENOL BLUE INDICATOR. THE END POINT OF THE TITRATION IS THE FORMATION OF THE BLUE-VIOLET MERCURY DIPHENYLCARBAZONE COMPLEX. |  |  | 7/5/2018 4:34:10 PM
530393 | analytic66 | analyticDOC_L01N | MDDNR | FILTERED SAMPLES (0.7 um FILTER) ARE PURGED WITH NITROGEN UNDER ACIDIC CONDITIONS TO REMOVE INORGANIC CARBON. THE ORGANIC CARBON IS CONVERTED TO CARBON DIOXIDE BY CATALYTIC COMBUSTION. THE CARBON DIOXIDE FORMED IS MEASURED DIRECTLY BY AN INFRARED DETECTOR. |  |  | 7/5/2018 4:34:09 PM
530394 | analytic67 | analyticFCOLI_101N | MDDNR | The MPN is derived from a probability function based on the number of positive tests. |  |  | 10/23/2013 2:21:44 AM
530395 | analytic68 | analyticFCOLI_L01N | MDDNR | A SUSPECTED FECAL COLIFORM COLONY FROM A POSITIVE TOTAL COLIFORM TEST IS INOCULATED ON FIVE TUBES OF EC MEDIUM. THEY ARE INCUBATED AT 44.5 +/- 0.2 DEGREES CELCIUS FOR 24 +/- 2 HOURS. GAS PRODUCTION INDICATES A POSITIVE TEST. THE MOST PROBABLE NUMBER (MPN) OR AN ESTIMATE OF BACTERIAL DENSITY IS DERIVED FROM A PROBABILITY FUNCTION BASED ON THE NUMBER OF POSITIVE TESTS. |  |  | 10/29/2013 1:22:34 AM
530396 | analytic69 | analyticFE_101N | MDDNR | The iron present in a 50 ml sample is reduced to teh ferrous state & compared to results of known Standard. |  |  | 10/23/2013 2:23:48 AM
530397 | analytic70 | analyticFE_L01N | MDDNR | IRON IS REDUCED TO THE FERROUS STATE BY BOILING WITH HYDROCHLORIC ACID AND HYDROXYLAMINE AND TREATED WITH 1;10-PHENANTHROLINE TO FROM AN ORANGE-RED COMPLEX. THE ABSORBANCE OF THIS SOLUTION IS MEASURED COLORIMETRICALLY IN A SPECTROPHOTOMETER AT 510 NM. |  |  | 10/25/2013 12:27:54 PM
530404 | analytic73 | analyticNH4_L01W | MDDNR | AMMONIA IN A WHOLE SAMPLE REACTS WITH ALKALINE PHENOL AND HYPOCHLORITE TO FORM INDOPHENOL BLUE; THE ABSORBANCE OF WHICH IS PROPORTIONAL TO AMMONIA CONCENTRATIONS. THE SOLUTION'S COLOR IS INTENSIFIED BY SODIUM NITROPRUSSIDE; HEATED AND READ COLORIMETRICALLY USING AN AUTOANALYZER. |  |  | 10/25/2013 12:27:27 PM
530405 | analytic74 | analyticNH4_101W | MDDNR | Ammonia in a whole sample is measured colorimetrically on an Auto Analyzer. |  |  | 10/23/2013 2:20:01 AM
530406 | analytic75 | analyticNO2_L01W | MDDNR | NITRITE IN A WHOLE SAMPLE IS DETERMINED BY DIAZOTIZING WITH SULFANILAMIDE AND COUPLING WITH N-(1-NAPHTHYL) ETHYLENEDIAMINE DIHYDROCHLORIDE TO FORM A HIGHLY-COLORED AZO DYE WHICH IS MEASURED COLORIMETRICALLY. |  |  | 10/25/2013 12:27:27 PM
530407 | analytic76 | analyticNO2_101W | MDDNR | unknown as of 7-Jul-2013. Searching for information. Note: sample water is not filtered. 49,298 records 1984-2001. |  |  | 10/23/2013 2:20:02 AM
530408 | analytic77 | analyticNO23_L01W | MDDNR | WHOLE SAMPLES ARE PASSED THROUGH A GRANULATED COPPER-CADMIUM COLUMN TO REDUCE NITRATE TO NITRITE. THE NITRITE (ORIGINALLY PRESENT PLUS REDUCED NITRATE) IS DETERMINED BY DIOZOTIZING WITH SULFANILAMIDE AND COUPLING WITH N-(1-NAPTHYL) ETHYLENEDIAMINE DIHYDROCHLORIDE TO FORM A HIGHLY COLORED AZO DYE WHICH IS MEASURED COLORIMETRICALLY. NITRATE AND NITRITE ARE DETERMINED SEPARATELY BY CONDUCTING THE ANALYSIS WITH AND WITHOUT THE REDUCTION STEP. |  |  | 10/25/2013 12:27:27 PM
530409 | analytic78 | analyticNO23_101W | MDDNR | Nitrate & Nitrite are determined separately by conducting the analysis with & without the reduction step. Note: samples are not filtered. |  |  | 10/23/2013 2:20:01 AM
530410 | analytic79 | analyticPIP_101N | MDDNR | PARTICULATES ON A 0.7 um GLASS FIBER FILTER ARE WEIGHED; THEN COMBUSTED @ 550 C TO CONVERT ORGANICALLY BOUND PHOSPHORUS TO PHOSPHATE. PHOSPHATE IS EXTRACTED WITH HCL AND MEASURED BY THE AUTOMATED ASCORBIC ACID METHOD FOR PO4. |  |  | 10/7/2014 8:12:16 AM
530411 | analytic80 | analyticPN_L01N | MDDNR | PARTICULATES COLLECTED ON A 0.7 UM FILTER ARE COMBUSTED AT 975 -1050 C USING AN ELEMENTAL ANALYZER. ALL NITROGEN IN THE SAMPLE IS CONVERTED TO MOLECULAR NITROGEN (N2) WHICH IS DETECTED IN A SERIES OF THERMAL CONDUCTIVITY DETECTORS. |  |  | 10/23/2013 2:19:50 AM
530412 | analytic81 | analyticPO4_L01W | MDDNR | ORTHOPHOSPHATE IN A WHOLE SAMPLE REACTS WITH AMMONIUM MOLYBDATE AND ANTIMONY POTASSIUM TARTRATE IN AN ACID MEDIUM TO FORM AN ANTIMONY-PHOSPHO-MOLYBDATE COMPLEX. THIS COMPLEX IS REDUCED TO AN INTENSELY BLUE-COLORED COMPLEX BY ASCORBIC ACID AND IS MEASURED COLORIMETRICALLY USING AN AUTO-ANALYZER. A SALINITY CORRECTION IS APPLIED AS NECESSARY. |  |  | 10/25/2013 12:27:27 PM
530413 | analytic82 | analyticPO4_101W | MDDNR | unknown as of 7-Jul-2013. Searching for information. Note: sample water is not filtered. 49,641 records 1984-2001. |  |  | 10/23/2013 2:20:02 AM
530414 | analytic83 | analyticPP_L01N | MDDNR | PARTICULATES ON A 0.7 um GLASS FIBER FILTER ARE WEIGHED; THEN COMBUSTED @ 550 C TO CONVERT ORGANICALLY BOUND PHOSPHORUS TO PHOSPHATE. PHOSPHATE IS EXTRACTED WITH HCL AND MEASURED BY THE AUTOMATED ASCORBIC ACID METHOD FOR PO4. |  |  | 7/5/2018 4:34:07 PM
530416 | analytic84 | analyticSI_L01W | MDDNR | WHOLE WATER SAMPLES ARE ANALYZED BY AN AUTOMATED COLORIMETRIC METHOD BASED ON THE REDUCTION OF SILICOMOLYBDATE IN ACIDIC SOLUTION TO "MOLYBDENUM BLUE" (HERTEROPOLY BLUE) BY ASCORBIC ACID. OXALIC ACID IS INTRODUCED TO THE SAMPLE STREAM BEFORE ADDITION OF ASCORBIC ACID TO ELIMINATE INTERFERENCE FROM PHOSPHATES. THE ABSORBANCE IS DETERMINED AT 660 OR 815 nm. |  |  | 10/25/2013 12:32:20 PM
530417 | analytic85 | analyticSI_101F | MDDNR | Samples are filtered prior to analysis and run through a Technicon Auto Analyzer II. |  |  | 10/23/2013 2:20:12 AM
530418 | analytic86 | analyticSI_101W | MDDNR | WHOLE WATER SAMPLES ARE ANALYZED BY AN AUTOMATED COLORIMETRIC METHOD BASED ON THE REDUCTION OF SILICOMOLYBDATE IN ACIDIC SOLUTION TO "MOLYBDENUM BLUE" (HERTEROPOLY BLUE) BY ASCORBIC ACID. OXALIC ACID IS INTRODUCED TO THE SAMPLE STREAM BEFORE ADDITION OF ASCORBIC ACID TO ELIMINATE INTERFERENCE FROM PHOSPHATES. THE ABSORBANCE IS DETERMINED AT 660 OR 815 nm. |  |  | 10/23/2013 2:20:30 AM
530419 | analytic87 | analyticSO4_L01W | MDDNR | SULFATE ION IS PRECIPITATED IN AN ACETIC ACID MEDIUM WITH BARIUM CHLORIDE TO FORM BARIUM SULFATE CRYSTALS OF UNIFORM SIZE. LIGHT ABSORBANCE OF THE SUSPENSION IS MEASURED BY A PHOTOMETER OR SPECTROPHOTOMETER. THE SO4 CONCENTRATION IS DETERMINED BY COMPARISON OF THE READING WITH A STANDARD CURVE. Note: sample water is not filtered. |  |  | 7/5/2018 4:34:10 PM
530420 | analytic88 | analyticSO4_101W | MDDNR | Sulfate is measured with a spectrophotometer and compared to measurements made from standard solution. Note: sample water is not filtered. |  |  | 10/23/2013 3:21:51 AM
530421 | analytic89 | analyticTALK_L01N | MDDNR | ALKALINITY IS DETERMINED BY TITRATING THE UNFILTERED SAMPLE WITH A STANDARD SOLUTION OF SULFURIC OR HYDROCHLORIC ACID (~0.02N). THE END POINT OF THE TITRATION IS pH 4.5. |  |  | 7/5/2018 4:34:09 PM
530422 | analytic90 | analyticTALK_102N | MDDNR | Unfiltered sample is titrated with standard solution of H2SO4 or HCL acid. |  |  | 10/23/2013 2:20:02 AM
530423 | analytic91 | analyticTDP_L01N | MDDNR | FILTERED SAMPLES ARE RUN THROUGH AN ALKALINE PERSULFATE WET OXIDATION; WHICH TURNS ACIDIC AND CHANGES ALL P-CONTAINING COMPOUNDS INTO PHOSPHATE. PHOSPHORUS IS MEASURED AS PO4 USING EPA 365.1; AN AUTOMATED SPECTROPHOTOMETRIC METHOD. |  |  | 7/5/2018 4:34:07 PM
530424 | analytic92 | analyticTDS_L01N | MDDNR | TDS; OR FILTERABLE RESIDUE; IS DETERMINED BY FILTERING A KNOWN VOLUME OF WELL MIXED SAMPLE THROUGH A STANDARD GLASS FIBER FILTER (0.7 um). THE FILTRATE IS EVAPORATED AND DRIED TO CONSTANT WEIGHT AT 180 C. |  |  | 4/14/2016 8:52:42 AM
530425 | analytic93 | analyticTDS_101N | MDDNR | 50 ml of well-mixed sample is filtered through glass fiber filter paper into a tared evaporating beaker. |  |  | 10/23/2013 2:23:48 AM
530426 | analytic94 | analyticTKN_L02W | MDDNR | WHOLE WATER SAMPLES ARE HEATED IN THE PRESENCE OF SULFURIC ACID; POTASSIUM SULFATE; AND MERCURIC SULFATE IN A BLOCK DIGESTOR. THE RESIDUE IS COOLED; DILUTED AND PLACED ON AN AUTO ANALYZER FOR AMMONIUM DETERMINATION IN WHICH AN EMERALD-GREEN COLOR IS FORMED BY THE REACTION OF AMMONIA; SODIUM SALICYLATE; SODIUM NITROPRUSSIDE AND SODIUM HYPOCHLORITE IN A BUFFERED ALKALINE MEDIUM AT A PH OF 12.8-13.0. THE AMMONIA-SALICYLATE COMPLEX IS READ AT 660 NM. |  |  | 10/29/2013 1:22:33 AM
530427 | analytic95 | analyticTKN_102F | MDDNR | Filtered sample is heated in sufuric solution. The residue is cooled, diluted & placed on an Auto Analyzer. |  |  | 10/28/2013 11:50:45 PM
530428 | analytic96 | analyticTKN_102W | MDDNR | Unfiltered sample is heated in sufuric solution. The residue is cooled, diluted & placed on an Auto Analyzer. |  |  | 10/28/2013 11:50:45 PM
530429 | analytic97 | analyticTN_C02N | MDDNR | unknown as of 7-Jul-2013. Searching for information. 48,706 records 1984-2001. |  |  | 10/28/2013 11:50:46 PM
530430 | analytic98 | analyticTOC_L03N | MDDNR | AN UNFILTERED SAMPLE IS PLACED INTO THE INSTRUMENT WHERE IT IS COMBINED WITH ACID PERSULFATE THEN EXPOSED TO EITHER ULTRAVIOLET LIGHT OR HEAT (95-10O DEGREES C) TO OXIDIZE ORGANIC CARBON TO CO2. INORGANIC CARBON IS REMOVED BY THE INSTUMENT BY VACUUM DEGASSING OR BY SUBTRACTING THE CO2 OF A SPLIT; UNREACTED SAMPLE. CO2 IS DETECTED WITH A NON-DISPERSIVE INFRARED DETECTOR OR CONDUCTIVITY DETECTOR. |  |  | 10/25/2013 12:27:27 PM
530431 | analytic99 | analyticTOC_103N | MDDNR | U.V. Promoted Persulfate Digestion. |  |  | 10/23/2013 2:20:02 AM
562378 | Anatoxin a RBA | Anatoxin a RBA | INSTOR_WQX |  |  |  | 12/1/2016 8:46:30 AM
764426 | ANERR-LAB1 | NH4F | 21FLANER_WQX |  |  |  | 12/11/2018 1:35:00 PM
764427 | ANERR-LAB2 | NO23F | 21FLANER_WQX |  |  |  | 12/11/2018 1:35:00 PM
764428 | ANERR-LAB3 | NO3F | 21FLANER_WQX |  |  |  | 12/11/2018 1:35:00 PM
764430 | ANERR-LAB4 | TURB | 21FLANER_WQX |  |  |  | 12/11/2018 1:35:03 PM
764425 | ANERR-LAB5 | DIN | 21FLANER_WQX | Calculation |  |  | 12/11/2018 1:35:00 PM
764429 | ANERR-LAB7 | CHLA_N | 21FLANER_WQX |  |  |  | 12/11/2018 1:35:00 PM
764424 | ANERR-LAB8 | PO4F Determination | 21FLANER_WQX |  |  |  | 12/11/2018 1:35:00 PM
764423 | ANERR-LAB9 | NO2F Determination | 21FLANER_WQX |  |  |  | 12/11/2018 1:35:00 PM
763217 | ANIA_AVO_AASFE | Iron Determined by Atomic Absorption Spectrophotometer at AVO Lab | 11NPSWRD_WQX | Iron was determined for an Alaska Volcano Observatory monitoring project by atomic absorption spectrophotometer. |  |  | 11/1/2018 5:29:48 PM
1233 | ANION-01 | Anions - Ion Chromatography | USDOE/EML |  |  |  | 8/12/2006 11:50:00 PM
551792 | Anions W.15A | Anions in Water by Lachat Ion Chromatography | EPA_R7_WQX | This analysis is performed following RLAB Method 3135.15A, which substantially meets the requirements of EPA Method 300.0, SW846 9056A, and Standard Methods 4110 B. It provides data for inorganic anions in water. Analysis Summary: Method: Region 7 RLAB Method 3135.15A |  |  | 12/14/2015 12:56:50 PM
565357 | Anions W.15B | Analysis of Inorganic Anions in Water by Lachat Ion Chromatography | EPA_R7_WQX | This analysis is performed following RLAB Method 3135.15A, which substantially meets the requirements of EPA Method 300.0, SW846 9056A, and Standard Methods 4110 B. It provides data for inorganic anions in water. Analysis Summary: Method: Region 7 RLAB Method 3135.15B Method Title: Analysis of Inorganic Anions in Water by Lachat Ion Chromatography |  |  | 12/14/2015 12:56:50 PM
732210 | ANL_MTHD | ANL_MTHD | EPA_GLNPO |  |  |  | 2/2/2018 9:47:58 AM
732160 | ANL_PROC | Analytical Method Dummy | EPA_GLNPO |  |  |  | 4/19/2016 12:40:51 PM
764509 | ANSP P-16-103 | MERCURY ANALYSIS ON FIMS-400 | NJDEP_DSREH |  |  |  | 1/2/2019 12:40:04 PM
764506 | ANSP P-16-108 | REMOVAL OF LIPID IN BIOTA EXTRACTS USING GEL PERMEATION CHROMATOGRAPHY | NJDEP_DSREH |  |  |  | 1/2/2019 12:40:04 PM
764507 | ANSP P-16-84r4 | QUANTIFICATION OF INDIVIDUAL PCBs, CHLORINATED PESTICIDES AND INDUSTRIAL COMPOUNDS BY CAPILLARY COLUMN GC | NJDEP_DSREH |  |  |  | 1/2/2019 12:40:04 PM
764505 | ANSP-14-12r7 | PREPARATION OF TISSUE SAMPLES FOR CONTAMINANT ANALYSIS (Filleting and Compositing) | NJDEP_DSREH |  |  |  | 1/2/2019 12:40:04 PM
741216 | AOAC 988.11 | AOAC 988.11 | INSTOR_WQX |  | 988.11 |  | 8/31/2017 2:50:19 PM
458954 | APA | Alkaline Phosphatase Activity | FWC_WQMP_WQX | The APA assay measures the activity of alkaline phosphatase, an enzyme used by bacteria and algae to mineralize orthophosphate from organic compounds. The assay is performed by adding a known concentration of methylfluorescein phosphate to an unfiltered water sample. Alkaline phosphatase in the water sample cleaves the orthophosphate, leaving methylfluorescein, a highly fluorescent compound. Fluorescence at initial and after 2 hr incubation were measured using a Gilford Fluoro IV Spectrofluorome |  |  | 2/3/2012 10:05:38 AM
3117 | APHA -9213-D | APHA -9213-D | 21WABCH |  | 9213-D |  | 12/31/2007 7:46:12 AM
3118 | APHA -9221-C | APHA -9221-C | 21WABCH |  | 9221-C |  | 12/31/2007 7:47:19 AM
3115 | APHA -9223-B | APHA -9223-B | 21WABCH |  | 9223-B |  | 12/31/2007 7:45:36 AM
3116 | APHA -9230-C | APHA -9230-C | 21WABCH |  | 9230-C |  | 12/31/2007 7:46:07 AM
565210 | APHA (1995) Method 1 | APHA (1995) Method 10200F.2.C.1 | USCOEKY |  | 10200F.2.C.1 |  | 9/1/2015 1:24:27 PM
565209 | APHA (2012) Method 1 | APHA (2012) Method 10200F.2.B | USCOEKY |  | 10200F.2.B |  | 8/19/2015 4:40:09 PM
274947 | APHA 1002G | Chlorophyll a, Monochromatic by Spectrometry | MNPCA |  |  |  | 6/4/2016 4:32:34 AM
109860 | APHA 10200 H | Chlorophyll a-b-c- Determination | COE/ISU_WQX | Citation: Standard Methods for the Examination of Water and Wastewater, 20th Edition |  |  | 10/27/2010 1:57:31 PM
109850 | APHA 2130 B | Turbidity - Nephelometric Method | COE/ISU_WQX | Citation: Standard Methods for the Examination of Water and Wastewater, 20th Edition |  |  | 10/27/2010 1:57:29 PM
109840 | APHA 2320 B | Alkalinity - Titration Method | COE/ISU_WQX | Citation: Standard Methods for the Examination of Water and Wastewater, 20th Edition |  |  | 10/27/2010 1:57:29 PM
109841 | APHA 2340 C | Hardness - EDTA Titrimetric Method | COE/ISU_WQX | Citation: Standard Methods for the Examination of Water and Wastewater, 20th Edition |  |  | 10/27/2010 1:57:29 PM
109846 | APHA 2540 D | Total Suspended Solids Dried at 103-105 | COE/ISU_WQX | Citation: Standard Methods for the Examination of Water and Wastewater, 20th Edition |  |  | 10/27/2010 1:57:29 PM
109839 | APHA 2550 | Temperature of Water by Thermometer | COE/ISU_WQX | Citation: Standard Methods for the Examination of Water and Wastewater, 20th Edition |  |  | 10/27/2010 1:57:29 PM
109858 | APHA 3111 B | Metals by FLAA - Direct Air-Acetylene Flame Method | COE/ISU_WQX | Citation: Standard Methods for the Examination of Water and Wastewater, 20th Edition |  |  | 10/27/2010 1:57:30 PM
109854 | APHA 3500-CA B | Calcium - EDTA Titrimetric Method | COE/ISU_WQX | Citation: Standard Methods for the Examination of Water and Wastewater, 20th Edition |  |  | 10/27/2010 1:57:29 PM
263923 | APHA 390-A | Hardness Calculation Method | MNPCA |  |  |  | 3/3/2015 11:25:54 PM
109857 | APHA 4110 B | Determination of Anioins by Ion Chromatography with Chemical Suppression of Eluent Conductivity | COE/ISU_WQX | Citation: Standard Methods for the Examination of Water and Wastewater, 20th Edition |  |  | 10/27/2010 1:57:29 PM
274919 | APHA 420A&417G | Total Kjeldahl Nitrogen in Water | MNPCA |  |  |  | 1/2/2018 11:14:31 AM
550825 | APHA 420A&417G | Total Kjeldahl Nitrogen in Water | MNDA_PESTICIDE |  |  |  | 11/1/2018 11:08:17 AM
109852 | APHA 4500-CO2 C | Carbon Dioxide - Titrimetric Method for Free Carbon Dioxide | COE/ISU_WQX | Citation: Standard Methods for the Examination of Water and Wastewater, 20th Edition |  |  | 10/27/2010 1:57:29 PM
520561 | APHA 4500-F-B&C | Preliminary Distillation of Fluoride & Fluoride in Water Using an ISE | 21NC03WQ |  |  |  | 1/30/2013 1:21:41 PM
109843 | APHA 4500-H B | pH Value - Electrometric Method | COE/ISU_WQX | Citation: Standard Methods for the Examination of Water and Wastewater, 20th Edition |  |  | 10/27/2010 1:57:29 PM
109842 | APHA 4500-NH3 G | Nitrogen (Ammonia) - Automated Phenate Method | COE/ISU_WQX | Citation: Standard Methods for the Examination of Water and Wastewater, 20th Edition |  |  | 10/27/2010 1:57:29 PM
274898 | APHA 4500-NO3 | Nitrogen, Nitrate (NO2) + Nitrate (NO3) as N | MNPCA |  |  |  | 5/1/2017 2:36:26 PM
109849 | APHA 4500-NO3 F | Nitrogen (Nitrate) - Automated Cadmium Reduction Method | COE/ISU_WQX | Citation: Standard Methods for the Examination of Water and Wastewater, 20th Edition |  |  | 10/27/2010 1:57:29 PM
262348 | APHA 4500-NORGD | Nitrogen, Total, by Block Digestion and Flow Injection Analysis (APHA 21st Ed) | MNPCA |  |  |  | 9/1/2017 8:21:31 AM
275088 | APHA 4500-NORGE | Total Kjeldahl Nitrogen in Water | MNPCA |  |  |  | 6/4/2016 4:38:14 AM
109853 | APHA 4500-O C | Oxygen (dissolved) - Azide Modification | COE/ISU_WQX | Citation: Standard Methods for the Examination of Water and Wastewater, 20th Edition |  |  | 10/27/2010 1:57:29 PM
109845 | APHA 4500-P F | Phosporous - Automated Ascorbic Acid Reduction Method | COE/ISU_WQX | Citation: Standard Methods for the Examination of Water and Wastewater, 20th Edition |  |  | 10/27/2010 1:57:29 PM
531021 | APHA 4500-S2(I) | Sulfide by Distillation, Methylene Blue Flow Injection Analysis Method | MNPCA |  |  |  | 8/12/2013 3:12:19 PM
530446 | APHA 4500-S2(J) | Sulfide by Acid-Volatile Analysis | MNPCA |  |  |  | 8/13/2013 2:58:02 PM
109851 | APHA 4500-SIO2E | Silica - Automated Method for Molybdate-Reactive Silica | COE/ISU_WQX | Citation: Standard Methods for the Examination of Water and Wastewater, 20th Edition |  |  | 10/27/2010 1:57:29 PM
109848 | APHA 5210 B | Biochemical Oxygen Demand - 5-Day BOD Test | COE/ISU_WQX | Citation: Standard Methods for the Examination of Water and Wastewater, 20th Edition |  |  | 10/27/2010 1:57:29 PM
109847 | APHA 5310 C | TOC - Persulfate-Ultraviolet or Heated-Persulfate Oxidation Method | COE/ISU_WQX | Citation: Standard Methods for the Examination of Water and Wastewater, 20th Edition |  |  | 10/27/2010 1:57:29 PM
110020 | APHA 8010F | Toxicity Test Systems, Matrials, and Procedures | 21IOWA_WQX | Citation: Standard Methods for the Examination of Water and Wastewater, 20th Edition |  |  | 12/26/2014 1:19:35 PM
109836 | APHA 9222 D | Fecal Coliform Membrane Filter Procedure | COE/ISU_WQX | Citation: Standard Methods for the Examination of Water and Wastewater, 20th Edition |  |  | 10/27/2010 1:57:27 PM
109951 | APHA 9222 G | Fecal coliform- MF Partition Procedures | 21IOWA_WQX | Citation: Standard Methods for the Examination of Water and Wastewater, 20th Edition |  |  | 10/30/2018 4:49:31 PM
109837 | APHA 9222 G | Membrane filter technique - MF Partition Procedures | COE/ISU_WQX | Citation: Standard Methods for the Examination of Water and Wastewater, 20th Edition |  |  | 10/27/2010 1:57:27 PM
762485 | APHA 9222 G | Fecal coliform- MF Partition Procedures | IOWAGW_WQX | Citation: Standard Methods for the Examination of Water and Wastewater, 20th Edition |  |  | 5/25/2018 10:12:53 AM
557468 | APHA 9222 G | Fecal coliform- MF Partition Procedures | WQXTEST | Citation: Standard Methods for the Examination of Water and Wastewater, 20th Edition |  |  | 11/6/2014 10:37:54 AM
109861 | APHA 9222G | Fecal coliform-MF Partition Procedures | IASNAPST_WQX | Citation: Standard Methods for the Examination of Water and Wastewater, 20th Edition |  |  | 10/27/2010 3:54:36 PM
730162 | APHA9221B | APHA9221B | CABEACH_WQX | APHA9221B | 9221B |  | 3/24/2016 4:31:53 PM
730166 | APHA9221E | APHA9221E | CABEACH_WQX | APHA9221E | 9221E |  | 3/24/2016 6:36:48 PM
730161 | APHA9221E.1 | APHA9221E.1 | CABEACH_WQX | APHA9221E.1 | 9221E.1 |  | 3/24/2016 4:31:53 PM
730158 | APHA9222B | APHA9222B | CABEACH_WQX | APHA9222B | 9222B |  | 3/24/2016 3:59:04 PM
730156 | APHA9222D | APHA9222D | CABEACH_WQX | APHA9222D | 9222D |  | 3/24/2016 3:56:30 PM
566692 | APHA_Apparent Color | APPARENT COLOR PLATINUM-COBALT METHOD | USFSWHITEMT | APPARENT COLOR PLATINUM-COBALT METHOD by American Public Health Association (Method ID 8025) |  |  | 2/15/2016 5:24:24 PM
506804 | APHN_IDCOL18_35 | Idexx Colilert 18 with Incubation at 35 Degrees C for Total Coliform and eColi | 11NPSWRD_WQX |  |  |  | 11/12/2018 1:24:07 PM
506805 | APHN_IDCOL18_45 | Idexx Colilert 18 with Incubation at 45 Degrees C for Fecal Coliform | 11NPSWRD_WQX |  |  |  | 11/12/2018 1:24:10 PM
506803 | APHN_N_ANALYZER | Total Nitrogen Analyzer | 11NPSWRD_WQX |  |  |  | 11/12/2018 1:24:07 PM
506802 | APHN_SHIM_5000A | Shimadazu Scientific Instruments TOC 5000A | 11NPSWRD_WQX |  |  |  | 11/12/2018 1:24:07 PM
506801 | APHN_YSI556_PH | pH Field Measurement | 11NPSWRD_WQX |  |  |  | 11/12/2018 1:24:06 PM
505821 | APIS_GLKN_BCHMK | Water Level | 11NPSWRD_WQX | A stadia rod, eye level, and established shoreline benchmark are used to measure water level. See associated citation for details. Elias, J.E. and R. Wise; 2007; Standard operating procedure #4: Measuring water levels. in Elias, J.E., R. Axler, and E. Ruzycki. 2007. Water quality monitoring protocol for inland lakes, Version 1.0.; National Park Service, Great Lakes Network; 8 pp. |  |  | 4/27/2016 5:05:46 PM
529871 | APIS_GLKN_MM526 | Multiprobe Field Analysis with Eureka Manta MM526 | 11NPSWRD_WQX | Datalogger, Eureka Amphibian; DataSonde(multiprobe), Eureka Manta 2 Sub 2, Model #MM526 Axler, R., E. Ruzycki, and J.E. Elias; 2010; Standard operating procedure #6: Field measurements and water sample collection, Version 1.1. in Elias, J.E., R. Axler, and E. Ruzycki. 2008. Water quality monitoring protocol for inland lakes, Version 1.0.; National Park Service, Great Lakes Network; 29 pp. |  |  | 4/27/2016 5:17:04 PM
529865 | APIS_GLKN_MM774 | Multiprobe Field Analysis with Eureka Manta MM774 | 11NPSWRD_WQX | Axler, R., E. Ruzycki, and J.E. Elias; 2010; Standard operating procedure #6: Field measurements and water sample collection, Version 1.1. in Elias, J.E., R. Axler, and E. Ruzycki. 2008. Water quality monitoring protocol for inland lakes, Version 1.0.; National Park Service, Great Lakes Network; 29 pp. |  |  | 4/27/2016 5:05:46 PM
505816 | APIS_GLKN_MT318 | Multiprobe Field Analysis with Eureka Manta M080600318 | 11NPSWRD_WQX | Datalogger, Eureka Amphibian; DataSonde(multiprobe), Eureka Manta, Model #M080600318 Axler, R., E. Ruzycki, and J.E. Elias; 2007; Standard operating procedure #6: Field measurements and water sample collection. in Elias, J.E., R. Axler, and E. Ruzycki. 2007. Water quality monitoring protocol for inland lakes, Version 1.0.; National Park Service, Great Lakes Network; 38 pp. |  |  | 4/27/2016 5:06:06 PM
505820 | APIS_GLKN_SECHI | Secchi Disk | 11NPSWRD_WQX | Axler, R., E. Ruzycki, and J.E. Elias; 2007; Standard operating procedure #6: Field measurements and water sample collection. in Elias, J.E., R. Axler, and E. Ruzycki. 2007. Water quality monitoring protocol for inland lakes, Version 1.0.; National Park Service, Great Lakes Network; 38 pp. |  |  | 4/27/2016 5:05:46 PM
505817 | APIS_GLKN_THERM | Thermometer | 11NPSWRD_WQX | Axler, R., E. Ruzycki, and J.E. Elias; 2007; Standard operating procedure #6: Field measurements and water sample collection. in Elias, J.E., R. Axler, and E. Ruzycki. 2007. Water quality monitoring protocol for inland lakes, Version 1.0.; National Park Service, Great Lakes Network; 38 pp. |  |  | 4/27/2016 5:05:46 PM
505815 | APIS_GLKN_TP/TN | Alkaline Persulfate Digestion for Total N and P in Water | 11NPSWRD_WQX | Patton, C.J. and J.R. Kryskalla; 2003; Methods of analysis by the U.S. Geological Survey National Water Quality Laboratory--Evaluation of alkaline persulfate digestion as an alternative to Kjeldahl digestion for determination of total and dissolved nitrogen and phosphorus in water: U.S. Geological Survey Water-Resources Investigations Report 03-4174; U.S. Geological Survey; 33 pp. |  |  | 4/27/2016 5:05:47 PM
505818 | APIS_GLKN_TTUBE | Transparency Tube | 11NPSWRD_WQX | 120+cm clear tube with mini secchi disk and valve at bottom Axler, R., E. Ruzycki, and J.E. Elias; 2007; Standard operating procedure #6: Field measurements and water sample collection. in Elias, J.E., R. Axler, and E. Ruzycki. 2007. Water quality monitoring protocol for inland lakes, Version 1.0.; National Park Service, Great Lakes Network; 38 pp. |  |  | 4/27/2016 5:05:46 PM
555302 | ApplEnvMic7-87-1536 | ApplEnvMic7-87-1536-1540 | PORTLANDHARBORRISS | Iron, Divalent (Ferrous Iron) |  | http://www.caslab.com/Iron_Divalent-Ferrous-Iron.php5 | 10/21/2014 1:46:34 PM
555406 | ApplEnvMic7-87-1536 | Method ApplEnvMic7-87-1536 | RM11E_SUPRIFS | Method for Portland Harbor RM11E Supplemental RIFS by GSI Water Solutions 2013-2014 data. |  |  | 10/31/2014 4:14:58 PM
5226 | AQ4500 | Turbidity of Water by LED Nephelometry | THERMO-SCIENTIFIC | AQ4500 ~ Thermo-Scientific ; Turbidity of Water by LED Nephelometry |  | https://www.nemi.gov/methods/method_summary/10441/ | 7/31/2013 12:00:00 AM
742058 | ARCH_BL-MINI-20 | Bausch and Lomb Mini-20 Spectrophotometer | 11NPSWRD_WQX | Water quality was determined in the field using a Model 4041 Hydrolab (water temperature, pH, dissolved oxygen, and specified conductance) and a Bausch and Lomb Mini-20 spectrophotometer (orthophosphate, nitrate-nitrogen, alkalinity, hardness, and sulfate). Water quantity was measured with either a portable V-notch weir or a Marsh-McBirney Model 201 portable water current meter. Unknown; 19--; No Cite - Method Not Cited; Unknown; Vol -- |  |  | 4/13/2018 12:23:55 PM
742057 | ARCH_BLM_FISHID | Fish Identification by Connor and Kepner, BLM | 11NPSWRD_WQX | After fish were collected by Connor (NPS) and Kepner (BLM), identifications followed Bailey 1970 (Bailey, R.M. (Chairman), 1970. A list of common and scientific names of fishes from the United States and Canada. 3rd Edition. American Fisheries Society Special Publication No. 6. 149 pp.), and Sigler & Miller 1963 (Sigler W.H., and R.R. Miller, 1963. Fishes of Utah. Utah Department of Fish and Game, Salt Lake City, UT. 203 pp.) All specimens were retained as museum vouchers and placed in the Arches National Park study collection. Connor, J., and W.G. Kepner; 1983; Arches and Canyonlands National Park Aquatic Study; NPS Canyonlands National Park, Moab, UT; 25 pp. |  |  | 4/13/2018 12:23:55 PM
742056 | ARCH_BLM_FLOW | Water Quantity Measured With Either a Portable V-Notch Weir or a Marsh-McBirney Model 201 Portable Water Current Meter | 11NPSWRD_WQX | Water Quantity Measured With Either a Portable V-Notch Weir or a Marsh-McBirney Model 201 Portable Water Current Meter as part of Jeff Connor and WilliamG. Kepner's 1983 Aquatic Study. Unknown; 19--; No Cite - Method Not Cited; Unknown; Vol -- |  |  | 4/13/2018 12:23:55 PM
742059 | ARCH_BLM_INVEID | Invertebrate Identification by Connor and Kepner, BLM | 11NPSWRD_WQX | After benthic invertebrates were sampled by Connor (NPS) and Kepner (BLM), identifications were done by Jerry Landye, Malacologist, Bio-Geo Southwest, Flagstaff, AZ; and Bill Kepner, BLM, Phoenix, AZ. Connor, J., and W.G. Kepner; 1983; Arches and Canyonlands National Park Aquatic Study; NPS Canyonlands National Park, Moab, UT; 25 pp. |  |  | 4/13/2018 12:23:55 PM
742060 | ARCH_BLM_SBSTRT | Substrate Description by Connor and Kepner, BLM | 11NPSWRD_WQX | Connor (NPS) and Kepner (BLM) recorded the substrate description from what they saw in the field. Connor, J., and W.G. Kepner; 1983; Arches and Canyonlands National Park Aquatic Study; NPS Canyonlands National Park, Moab, UT; 25 pp. |  |  | 4/13/2018 12:23:55 PM
744808 | ARCH_CPP_DIATOMID | Pothole Diatom Identification by Davis 2013 | 11NPSWRD_WQX | The pothole diatom slides from Chan et al. 2005 and David 2013 were examined using a Nikon-Eclipse E600® microscope equipped with a differential interference contrast (DIC) optics (X1250 magnification; N.A. = 1.40). For each sample a minimum total of 500 diatom frustules were counted by way of straight line transects. Taxonomy of diatoms is based on valve morphology and ornamentation. Identification of the diatoms was accomplished by using guides to diatoms, including local, regional, and world diatom taxonomy literature, including: Rushforth, S.R., and G.S. Merkley, 1988. Comprehensive list by habitat of the algae of Utah, U.S.A. Great Basin Naturalist 48(2), 154-179; Patrick, R., and C. Reimer, 1966. The diatoms of the United States 1. Philadelphia, PA: Monographic Series of Natural Sciences of Philadelphia; Patrick, R., and C.W. Reimer, 1975. The diatoms of the United States 2. Philadelphia, PA: Monographic Series of Natural Sciences of Philadelphia; Krammer, K., 2002. Diatoms of Europe: Diatoms of European inland waters and comparable habitats, 1-3. H. Lange-Bertalot, A.R.G. Gantner Verlag K.G., Königstein (Eds.), Germany: Koeltz Scientific Books; and, Krammer, K., and H. Lange-Bertalot, 1986-1991. Bacillariophyceae. In H. Greloff, J. Heynig, & D. Mollenhauer (Eds.), Süßwasserlora von Mitteleuropa, 1-4. Stuttgart, Germany: Gustav Fischer Verlag. Many of the sampled potholes were uncountable due to a very small number of diatoms present (<500 diatoms). In all the cases these samples were of the water column, floating algae, aquatic vegetation, and rock scrapes. All of the surface sediment and core samples from this study proved to contain diatoms of adequate abundance, which made counts over 500 possible. Davis, J.M.; 2013; Physical, Chemical, and Biological Characteristics of Weathering Pits, Moab, Utah; Department of Geography, The University of Utah, Salt Lake City, UT; 233 pp. |  |  | 9/6/2018 2:04:54 PM
744812 | ARCH_CPP_DIONEX5 | Pothole Pool Water Anions Using Dionex Ion Chromatograph by Davis 2013 | 11NPSWRD_WQX | Anions in water samples from Colorado Plateau potholes from Chan et al. 2005 and Davis 2013 were determined by a Dionex ion chromatography system (no model number provided) with a GP40 gradient pump, a CD20 conductivity detector, and an AS40 autosampler. The system used a carbonate/bicarbonate eluent on an AS14 analytical column. Samples were analyzed five times and then mean and standard deviation calculated. Davis, J.M.; 2013; Physical, Chemical, and Biological Characteristics of Weathering Pits, Moab, Utah; Department of Geography, The University of Utah, Salt Lake City, UT; 233 pp. |  |  | 9/6/2018 2:04:56 PM
744811 | ARCH_CPP_TAPEMSR | Pothole Pool Water Depth Using Tape Measurement by Davis 2013 | 11NPSWRD_WQX | Pothole pool water depth was obtained by Chan et al. 2005 and Davis 2013 with a tape measure. Because the large potholes possess flat bedrock bottoms, there is little difference in the depth of water near the edges versus the center of the pool. At approximately one meter from the side of the pool the researcher measured the water depth with a tape measure. Davis, J.M.; 2013; Physical, Chemical, and Biological Characteristics of Weathering Pits, Moab, Utah; Department of Geography, The University of Utah, Salt Lake City, UT; 233 pp. |  |  | 9/6/2018 2:04:55 PM
733493 | ARCH_ELECTROFISH | Backpack Electroshocking at Arches | 11NPSWRD_WQX | Used in Courthouse Wash which had lower water conductivity (~1600 uS/cm). Augmented by seining as necessary. Unknown; 19--; No Cite - Method Not Cited; Unknown; Vol -- |  |  | 3/6/2017 12:32:56 PM
742065 | ARCH_HACH_CL_KIT | Unspecified Hach Alkalinity, Chloride, and Hardness Test Kit | 11NPSWRD_WQX | A high range chloride ion test was performed using a Hach alkalinity, chloride, ahd hardness test kit. Unknown; 19--; No Cite - Method Not Cited; Unknown; Vol -- |  |  | 4/13/2018 12:23:57 PM
742061 | ARCH_HL_4000 | Hydrolab 4000 | 11NPSWRD_WQX | Unknown; 19--; No Cite - Method Not Cited; Unknown; Vol -- |  |  | 4/13/2018 12:23:56 PM
742055 | ARCH_HL_4041 | HyroLab Model 4041 | 11NPSWRD_WQX | Water quality was determined in the field using a Model 4041 Hydrolab (water temperature, pH, dissolved oxygen, and specified conductance) and a Bausch and Lomb Mini-20 spectrophotometer (orthophosphate, nitrate-nitrogen, alkalinity, hardness, and sulfate). Water quantity was measured with either a portable V-notch weir or a Marsh-McBirney Model 201 portable water current meter. Unknown; 19--; No Cite - Method Not Cited; Unknown; Vol -- |  |  | 4/13/2018 12:23:55 PM
733494 | ARCH_MINNOWTRAP | Minnow Trapping at Arches | 11NPSWRD_WQX | Minnow Trap Unknown; 19--; No Cite - Method Not Cited; Unknown; Vol -- |  |  | 3/6/2017 12:32:57 PM
733492 | ARCH_SEINE | Seining for Fish at Arches | 11NPSWRD_WQX | Used primarily in Salt Wash where high salinity and conductivity precluded the use of electroshocking or where electroshocking resulted in low fish capture rates. Unknown; 19--; No Cite - Method Not Cited; Unknown; Vol -- |  |  | 3/6/2017 12:32:56 PM
742062 | ARCH_WEBB_APLID | Aquatic Plant and Algae Identification by Webb 1988 | 11NPSWRD_WQX | On August 13-15, 1988, National Park Service Resource Management Volunteer, Nathan Webb, resurveyed using the same methods as BIO/WEST's survey (Selby, D.A., and P.B. Holden, 1979. Summary of Fish, Invertebrates and Algae in Salt Wash, Arches National Park. Report No. PR-27-1. Submitted to Canyonlands National Park, Moab, UT. Submitted by BIO/WEST, Inc., P.O. Box 3226, Logan, UT 84321. November 1979. 8pp. The data were loaded into WQX/STORET and EQuIS as Project ARCH0001). A freshwater dichotomous key was used to identify aquatic plants and algae (Klots, E.B., 1966. Freshwater life. G.P. Putnams Sons, New York. 398 pp.). Webb, N.; 1988; Chemical and Biotic Survey of Salt Wash, Arches National Park, August 13-15, 1988; NPS Arches National Park, Moab, UT; 4 pp. + tables |  |  | 4/13/2018 12:23:56 PM
742063 | ARCH_WEBB_FSHID | Fish Identification by Webb 1988 | 11NPSWRD_WQX | On August 13-15, 1988, National Park Service Resource Management Volunteer, Nathan Webb, resurveyed using the same methods as BIO/WEST's survey (Selby, D.A., and P.B. Holden, 1979. Summary of Fish, Invertebrates and Algae in Salt Wash, Arches National Park. Report No. PR-27-1. Submitted to Canyonlands National Park, Moab, UT. Submitted by BIO/WEST, Inc., P.O. Box 3226, Logan, UT 84321. November 1979. 8pp. The data were loaded into WQX/STORET and EQuIS as Project ARCH0001). To positively identify the fish a dichotomous key of Utah's fishes was used (Sigler W.H., and R.R. Miller, 1963. Fishes of Utah. Utah Department of Fish and Game, Salt Lake City, UT. 203 pp.). Webb, N.; 1988; Chemical and Biotic Survey of Salt Wash, Arches National Park, August 13-15, 1988; NPS Arches National Park, Moab, UT; 4 pp. + tables |  |  | 4/13/2018 12:23:56 PM
742064 | ARCH_WEBB_INVID | Aquatic Invertebrate Identification by Webb 1988 | 11NPSWRD_WQX | On August 13-15, 1988, National Park Service Resource Management Volunteer, Nathan Webb, resurveyed using the same methods as BIO/WEST's survey (Selby, D.A., and P.B. Holden, 1979. Summary of Fish, Invertebrates and Algae in Salt Wash, Arches National Park. Report No. PR-27-1. Submitted to Canyonlands National Park, Moab, UT. Submitted by BIO/WEST, Inc., P.O. Box 3226, Logan, UT 84321. November 1979. 8pp. The data were loaded into WQX/STORET and EQuIS as Project ARCH0001). The identification of aquatic invertebrates was performed using a dichotomous key of arthropods (Borror D.J., D.W. DeLong, and C.A. Triplehorn, 1981. Introduction to the study of insects. 5th edition. Saunders College Publishing, Philadelphia, PA. 827 pp.). Webb, N.; 1988; Chemical and Biotic Survey of Salt Wash, Arches National Park, August 13-15, 1988; NPS Arches National Park, Moab, UT; 4 pp. + tables |  |  | 4/13/2018 12:23:56 PM
551326 | Armstrong etal. 1967 | Armstrong et al. 1967 | KINGCOUNTY | Armstrong, F. A. J., Stearns, C. R., and Strickland, J. D. H. 1967. The measurement of upwelling and subsequent biological processes by means of the Technicon AutoAnalyzer and associated equipment. Deep-Sea Research. 14(3): 381-389. |  |  | 5/28/2014 3:08:11 PM
732162 | AS9302 | Method AS9302 | EPA_GLNPO |  |  |  | 4/29/2016 4:39:50 PM
107184 | ASA10-3-MTWTRSHD | American Society of Agronomy 10-3 (Energy Labs) | MTWTRSHD_WQX |  |  |  | 4/23/2010 11:50:35 AM
743211 | ASA31-3-MDEQ-WQ | American Society of Agronomy 31-3 | MDEQ_WQ_WQX |  |  |  | 12/28/2017 4:57:49 PM
743210 | ASA33-7-MDEQ-WQ | American Society of Agronomy 33-7 | MDEQ_WQ_WQX |  |  |  | 12/28/2017 4:57:49 PM
743209 | ASA33-8-MDEQ-WQ | American Society of Agronomy 33-8 | MDEQ_WQ_WQX |  |  |  | 12/28/2017 4:57:48 PM
736037 | ASAM10-3.2-MONT-PPL | American Society of Agronomy 10-3.2 | MONT_PPL_WQX |  |  |  | 7/20/2017 6:15:56 PM
565470 | ASB 107C | TOC in Soil | WQXTEST | For more info contact US-EPA Region 4 Laboratory, Athens, Georgia (email: r4lims@epa.gov) |  |  | 9/28/2017 11:50:49 AM
565473 | ASB 107C | TOC in Soil | R4ATHENS_WQX | For more info contact US-EPA Region 4 Laboratory, Athens, Georgia (email: r4lims@epa.gov) |  |  | 9/28/2017 11:57:35 AM
763283 | ASIS_COLOMETER | Colorometric Method for pH | 11NPSWRD_WQX |  |  |  | 11/2/2018 9:26:19 AM
763273 | ASIS_ENTEROLERT | Enterolert Analytical Procedure for Enterococci | 11NPSWRD_WQX |  |  |  | 11/2/2018 9:21:44 AM
763274 | ASIS_HL_SURVEY3 | Hydrolab Surveyor III | 11NPSWRD_WQX | Hydrolab Surveyor 3 used for in situ observation from 1987 through 2000. |  |  | 11/2/2018 9:21:45 AM
763279 | ASIS_HPLC | High Performance Liquid Chromatography | 11NPSWRD_WQX |  |  |  | 11/2/2018 9:21:46 AM
763281 | ASIS_LICOR | Light Attenuation Measured with Licor Instrumentation | 11NPSWRD_WQX | LICOR quantum meter (LI-1400 data logger) with an attached underwater probe (Model LI-192SA) and a deck probe (LI-190SA). |  |  | 11/2/2018 9:22:02 AM
763282 | ASIS_SALI_ATS10 | Salinity with Atago S-10 Refractometer | 11NPSWRD_WQX | ATAGO S-10 hand refractometer. 0-10% salt. |  |  | 11/2/2018 9:26:14 AM
763271 | ASIS_SALI_SPER | Salinity with SPER 300011 Refractometer | 11NPSWRD_WQX | SPER Scientific model 300011 salinity refractometer |  |  | 11/2/2018 9:21:44 AM
763278 | ASIS_SECCHI | Secchi Depth | 11NPSWRD_WQX | Secchi Disk |  |  | 11/2/2018 9:21:46 AM
763280 | ASIS_SILI | Silicate Analysis by Reduction of Silicomolybdate | 11NPSWRD_WQX |  |  |  | 11/2/2018 9:21:51 AM
763276 | ASIS_TDNP | Total Dissolved Nitrogen and Phospohorus | 11NPSWRD_WQX |  |  |  | 11/2/2018 9:21:45 AM
763272 | ASIS_TH001 | Thermometer Fisher 15-077-9E | 11NPSWRD_WQX |  |  |  | 11/2/2018 9:21:44 AM
763277 | ASIS_UNKWN | Unknown Procedure | 11NPSWRD_WQX |  |  |  | 11/2/2018 9:21:45 AM
763275 | ASIS_WI001 | Dwyer Wind Meter | 11NPSWRD_WQX |  |  |  | 11/2/2018 9:21:45 AM
733414 | ASL507_632 | EPA 507 Mod & 632 Mod | ISDA_WQX | EPA 507 Mod & 632 Mod |  |  | 1/10/2017 12:28:17 PM
733416 | ASL507_Mod | EPA 507 Modified | ISDA_WQX | EPA 507 Modified |  |  | 1/10/2017 12:58:29 PM
733415 | ASL508_Mod | EPA 508 Modified | ISDA_WQX | EPA 508 Modified |  |  | 1/10/2017 12:58:32 PM
733421 | ASL515.2 | EPA 515.2 | ISDA_WQX | EPA 515.2 |  |  | 1/10/2017 12:58:32 PM
733420 | ASL632 | EPA 632 Modified | ISDA_WQX | EPA 632 Modified |  |  | 1/10/2017 12:58:33 PM
733417 | ASL_GC/MS | GC/MS | ISDA_WQX | GC/MS |  |  | 1/10/2017 12:30:49 PM
733426 | ASL_GC/TQD | GC/TQD | ISDA_WQX | GC/TQD |  |  | 1/10/2017 12:33:23 PM
733418 | ASL_GC/µECD/MS | GC/µECD/MS | ISDA_WQX | GC/µECD/MS |  |  | 1/10/2017 12:30:49 PM
733419 | ASL_LC/MS | LC/MS | ISDA_WQX | LC/MS |  |  | 1/10/2017 12:30:49 PM
733428 | ASL_LC/TQD Negative | LC/TQD Negative | ISDA_WQX | LC/TQD Negative |  |  | 1/10/2017 12:33:23 PM
733427 | ASL_LC/TQD Positive | ASL_LC/TQD Positive | ISDA_WQX | ASL_LC/TQD Positive |  |  | 1/10/2017 12:33:23 PM
740882 | ASM01 | ASM01 | AZDEQ_SW |  |  |  | 11/10/2017 2:37:44 PM
532804 | Aspila_1976 | A semi-automated method for the determination of inorganic, organic and total phosphate in sediments. Analyst 101 : 187- | 21VASWCB |  |  |  | 2/4/2019 9:01:47 AM
4665 | ASTM 3972-02 | Uranium isotopes in water by chemical separations and alpha pulse-height analysis. | ASTM | ASTM 3972-02 ~ ASTM ; Uranium isotopes in water by chemical separations and alpha pulse-height analysis. |  | https://www.nemi.gov/methods/method_summary/10297/ | 7/31/2013 12:00:00 AM
509461 | ASTM D1252-00 (B) | ASTM D1252-00 (B) | INSTOR_WQX |  | D1252-00 (B) |  | 5/27/2016 10:49:40 AM
530367 | ASTM D2216 | Determination of Water (Moisture) Content of Soil and Rock by Mass | MNPCA |  |  |  | 9/1/2017 8:22:48 AM
733199 | ASTM D3590-02B | Nitrogen, Kjeldahl | 21FLPDEM_WQX | TKN |  |  | 2/26/2018 3:26:01 PM
268918 | ASTM D3731-87 | Chlorophyll-a and Pheophytin-a | MNPCA |  |  |  | 11/1/2017 9:12:17 AM
562377 | ASTM D3858-95 | ASTM D3858-95 | INSTOR_WQX |  | D3858-95 |  | 2/21/2018 1:16:03 PM
257543 | ASTM D3977 | ASTM D3977 | 21ARIZ_WQX |  | D3977 |  | 5/12/2016 3:17:38 AM
736033 | ASTM D3977 | ASTM D3977 | AZDEQ_SW |  |  |  | 2/26/2019 9:34:00 AM
261866 | ASTM D3977B | ASTM 3977B, TOTAL SUSPENDED SOLIDS | 21ARIZ_WQX |  | 3977B |  | 5/12/2016 3:23:15 AM
741410 | ASTM D3977B | ASTM D3977B | AZDEQ_SW |  |  |  | 9/24/2018 10:32:11 AM
261840 | ASTM D3977C | ASTM 3977C, SEDIMENT CONCENTRATION | 21ARIZ_WQX |  | 3977C |  | 5/12/2016 3:17:20 AM
740962 | ASTM D3977C | ASTM D3977C | AZDEQ_SW |  |  |  | 2/26/2019 9:34:06 AM
507918 | ASTM D422 | ASTM D422 | INSTOR_WQX |  | D422 |  | 11/30/2017 1:47:15 PM
743467 | ASTM D4408 | ASTM D4408 | INSTOR_WQX |  | D4408 |  | 2/16/2018 4:16:15 PM
532701 | ASTM D5089-95/D3858- | ASTM D5089-95/D3858-95 | INSTOR_WQX |  | D5089-95/D3858-95 |  | 11/30/2017 1:17:31 PM
741494 | ASTM D516-02 | ASTM D516-02 | AZDEQ_SW |  | D516-02 |  | 10/9/2017 4:41:38 PM
131923 | ASTM D516-90 | Same as ASTM D516-90 | LADEQWPD_WQX |  | D516-90 |  | 3/1/2018 6:07:26 PM
532752 | ASTM D5389-95/D3858- | ASTM D5389-95/D3858-95 | INSTOR_WQX |  | D5389-95/D3858-95 |  | 5/23/2017 1:47:41 PM
552380 | ASTM D6239 | URANIUM ACTIVITY METHOD | 21ARIZ_WQX |  |  |  | 5/12/2016 1:26:39 AM
762709 | ASTM D6239 | ASTM D6239 | AZDEQ_SW |  |  |  | 9/24/2018 10:36:19 AM
742853 | ASTM D6239 | ASTM D6239 | AZDEQ_GW |  | D6239 |  | 11/3/2017 10:17:41 AM
564959 | ASTM D6239-09 | URANIUM ACTIVITY METHOD | 21ARIZ_WQX |  |  |  | 12/4/2015 11:50:08 AM
66648 | ASTM D6503-99 | STANDARD TEST METHOD FOR ENTEROCOCCI IN WATER USIN | 21MEBCH |  |  |  | 2/8/2011 11:39:16 AM
764370 | ASTM D888 | ASTM D888 | CAPECRD_WQX |  |  |  | 12/3/2018 9:01:18 AM
764350 | ASTM D888 | ASTM D888 | CHNEPMP_WQX |  |  |  | 11/29/2018 4:31:41 PM
522181 | ASTM D888-09(C) | ASTM D888-09(C) | INSTOR_WQX |  |  |  | 2/11/2019 2:47:04 PM
548372 | ASTM D888-87 | ASTM D888-87 | INSTOR_WQX |  | D888-87 |  | 4/17/2017 2:46:35 PM
586865 | ASTM E1611-00 | ASTM E1611-00 | DWH_SCRIBE1082 |  | E1611-00 |  | 9/10/2011 5:23:34 PM
262061 | ASTM-D3977 | ASTM D3977M | CEDEN |  | D3977M |  | 10/14/2011 1:51:06 PM
733231 | ASTM1498-76M | ASTM Chromium in soil | WQXTEST | Chromium in soil |  |  | 6/12/2017 9:09:16 PM
5051 | ASTRORT-PCR | Astrovirus serotypes by real-time reverse transcription-PCR | USEPA | AstroRT-PCR ~ EPA-OW ; Astrovirus serotypes by real-time reverse transcription-PCR |  | https://www.nemi.gov/methods/method_summary/11012/ | 7/31/2013 12:00:00 AM
5167 | ATP D05-0035 | E. coli and other Total Coliforms in Water using Modified Colitag Medium | MODIFIED COLITAG | ATP D05-0035 ~ Modified Colitag ; E. coli and other Total Coliforms in Water using Modified Colitag Medium |  | https://www.nemi.gov/methods/method_summary/10619/ | 7/31/2013 12:00:00 AM
553674 | Automated Methyl Ora | Alkalinity | 21KAN001_WQX | Automated Methyl Orange via Coulter Kem-O-Lab Coulter IKL Manual |  |  | 1/5/2016 3:47:15 PM
553675 | Automated Phenate vi | Ammonia | 21KAN001_WQX | Automated Phenate via Coulter Kem-O Lab Coulter IKL Manual |  |  | 1/5/2016 3:47:15 PM
64219 | AVS | Acid Volatile Sulfides | HI301H_WQX | Acid Volatile Sulfides analysis per EPA draft document (Determination of Acid Volatile Sulfide and Selected Simultaneously Extracted Metals in Sediment) |  |  | 11/27/2018 4:53:27 PM
193138 | AVS/SEM | AVS/SEM | R10BUNKER |  |  |  | 6/16/2011 6:06:09 PM
532758 | AVS/SEM | Acid Volatile Sulfides/Simultaneously Extracted Methods | SALTCHUCK_WQX |  |  |  | 1/24/2014 3:25:06 PM
764421 | AWQMS-CALC TN | Total Nitrogen Calculated | SANDIAWQ_WQX | Total Nitrogen calculated by AWQMS from other forms of organic and inorganic nitrogen |  |  | 12/10/2018 10:39:28 AM
762674 | AWQMS-CALC TN | Total Nitrogen Calculated | UTEMTN | Total Nitrogen calculated by AWQMS from other forms of organic and inorganic nitrogen |  |  | 8/30/2018 9:34:56 AM
757175 | AWQMS-CALC TN | Total Nitrogen Calculated | OKWRB-STREAMS_WQX | Total Nitrogen calculated by AWQMS from other forms of organic and inorganic nitrogen |  |  | 5/22/2018 2:37:44 PM
743473 | AWQMS-CALC TN | Total Nitrogen Calculated | FORTPECK | Total Nitrogen calculated by AWQMS from other forms of organic and inorganic nitrogen |  |  | 10/13/2018 10:21:25 AM
762658 | AWQMS-CALC TN | Total Nitrogen Calculated | MORONGO1_WQX | Total Nitrogen calculated by AWQMS from other forms of organic and inorganic nitrogen |  |  | 1/31/2019 7:29:44 PM
263721 | AWRESRCH NT031 | Nitrogen, Total, by Oxidizing Organic and Ammonium Nitrogen to Nitrate and then Measuring Nitrate | MNPCA |  |  |  | 10/3/2016 12:16:04 PM
762659 | AXYS MLA 028 | AXYS MLA 028 HRGC/HRMS | DRBC |  |  |  | 7/30/2018 6:50:25 PM
530358 | AXYS PFCS | Perfluorinated Compounds (PFCs) by LC/MS/MS | MNPCA_AGW |  |  |  | 3/1/2018 11:00:31 AM
274829 | AXYS PFCS | Perfluorinated Compounds (PFCs) by LC/MS/MS | MNPCA |  |  |  | 8/1/2015 10:48:22 AM
735663 | AXYS_MLA-004 | Octylphenol, Nonylphenol & Nonylphenol Ethoxylates in multiple matrices by GC/MS | MNPCA |  |  |  | 2/1/2019 10:37:51 AM
735659 | AXYS_MLA-004 | Octylphenol, Nonylphenol & Nonylphenol Ethoxylates in multiple matrices by GC/MS | MNPCA_AGW |  |  |  | 2/1/2019 11:58:57 AM
763132 | AXYS_MLA-041 | Perfluorinated Compounds (PFCs) in solid samples by LC/MS/MS | MNPCA |  |  |  | 11/1/2018 9:40:43 AM
735186 | AXYS_MLA-060 | Perfluorinated Compounds (PFCs) in aqueous samples and solvent extracts by LC-MS/MS | MNPCA_AGW |  |  |  | 2/1/2019 11:58:53 AM
762675 | AXYS_MLA-060 | Perfluorinated Compounds (PFCs) in aqueous samples and solvent extracts by LC-MS/MS | MNPCA |  |  |  | 11/1/2018 9:40:03 AM
735664 | AXYS_MLA-072 | Hormones by LC-MS/MS | MNPCA |  |  |  | 2/1/2019 10:37:51 AM
735660 | AXYS_MLA-075 | Pharmaceuticals and Personal Care Products (PPCPs) by LC-MS/MS | MNPCA_AGW |  |  |  | 2/1/2019 11:58:57 AM
734784 | AXYS_MLA-075 | Pharmaceuticals and Personal Care Products (PPCPs) by LC-MS/MS | MNPCA |  |  |  | 2/1/2019 10:37:51 AM
735665 | AXYS_MLA-082 | Bisphenol-A (BPA) in multiple matrices by LC-MS/MS | MNPCA |  |  |  | 2/1/2019 10:37:52 AM
735661 | AXYS_MLA-082 | Bisphenol-A (BPA) in multiple matrices by LC-MS/MS | MNPCA_AGW |  |  |  | 2/1/2019 11:58:57 AM
735666 | AXYS_MLA-083 | Triclosan in multiple matrices by LC-MS/MS | MNPCA |  |  |  | 2/1/2019 10:37:52 AM
735662 | AXYS_MLA-083 | Triclosan in multiple matrices by LC-MS/MS | MNPCA_AGW |  |  |  | 2/1/2019 11:58:58 AM
743365 | AXYS_MLA-104 | Pharmaceuticals and Personal Care Products (PPCPs) by LC-MS/MS | MNPCA |  |  |  | 2/1/2019 10:46:57 AM
4750 | B-3520-85 | Periphyton, Biomass, Dry Weight, total and Ash Weight | USDOI/USGS | B-3520-85 ~ USGS-NWQL ; Periphyton, Biomass, Dry Weight, total and Ash Weight |  | https://www.nemi.gov/methods/method_summary/9326/ | 7/31/2013 12:00:00 AM
4751 | B-9001-95 (CV-AAS) | Trace Metals in Aquatic Biological Material by CV-AAS | USDOI/USGS | B-9001-95 (CV-AAS) ~ USGS-NWQL ; Trace Metals in Aquatic Biological Material by CV-AAS |  | https://www.nemi.gov/methods/method_summary/8962/ | 7/31/2013 12:00:00 AM
4752 | B-9001-95 (ICP-AES) | Trace Metals in Aquatic Biological Material by ICP-AES | USDOI/USGS | B-9001-95 (ICP-AES) ~ USGS-NWQL ; Trace Metals in Aquatic Biological Material by ICP-AES |  | https://www.nemi.gov/methods/method_summary/8965/ | 7/31/2013 12:00:00 AM
4753 | B-9001-95 (ICP-MS) | Trace Metals in Aquatic Biological Material by ICP-MS | USDOI/USGS | B-9001-95 (ICP-MS) ~ USGS-NWQL ; Trace Metals in Aquatic Biological Material by ICP-MS |  | https://www.nemi.gov/methods/method_summary/8964/ | 7/31/2013 12:00:00 AM
4756 | B-9135-00 SLIDE PREP | Benthic Macroinvertebrate Slide Preparation | USDOI/USGS | B-9135-00 (Slide Preparation) ~ USGS-NWQL ; Benthic Macroinvertebrate Slide Preparation |  | https://www.nemi.gov/methods/method_summary/9347/ | 7/31/2013 12:00:00 AM
1283 | B0001 | Standard Plate Count- Membrane Filter Method | USDOI/USGS |  |  |  | 8/12/2006 11:50:00 PM
1284 | B0005 | Total Bacteria- Epifluorescence Method | USDOI/USGS |  |  |  | 8/12/2006 11:50:00 PM
1285 | B0025 | Total Coliform Bacteria- Immediate Incubation Test | USDOI/USGS |  |  |  | 8/12/2006 11:50:00 PM
1286 | B0030 | Total Coliform Bacteria- Delayed Incubation Test | USDOI/USGS |  |  |  | 8/12/2006 11:50:00 PM
1287 | B0035 | Total Coliform Bacteria- Presumptive Test- MPN Method | USDOI/USGS |  |  |  | 8/12/2006 11:50:00 PM
1288 | B0040 | Total Coliform Bacteria- Presumptive Onsite Test- MPN Method | USDOI/USGS |  |  |  | 8/12/2006 11:50:00 PM
1289 | B0045 | Total Coliform Bacteria- Confirmation Test- MPN Method | USDOI/USGS |  |  |  | 8/12/2006 11:50:00 PM
1290 | B0050 | Fecal Coliform Bacteria- Immediate Incubation Test | USDOI/USGS |  |  |  | 8/12/2006 11:50:00 PM
1291 | B0051 | Fecal Coliform Bacteria- Presumptive Test- MPN Method | USDOI/USGS |  |  |  | 8/12/2006 11:50:00 PM
1292 | B0055 | Fecal Streptococcal Bacteria- Immediate Incubation Test | USDOI/USGS |  |  |  | 8/12/2006 11:50:00 PM
1293 | B0060 | Fecal Streptococcal Bacteria- Confirmation Test | USDOI/USGS |  |  |  | 8/12/2006 11:50:00 PM
1294 | B0065 | Fecal Streptococcal Bacteria- Presumptive/Confirmation- most probable number (MPN) method | USDOI/USGS |  |  |  | 8/12/2013 11:50:00 PM
1295 | B0100 | Salmonella and Shigella- Plate Count | USDOI/USGS |  |  |  | 8/12/2006 11:50:00 PM
1296 | B0105 | Pseudomonas aeruginosa- Plate Count | USDOI/USGS |  |  |  | 8/12/2006 11:50:00 PM
1297 | B0400 | Sulfate-Reducing Bacteria- MPN Method | USDOI/USGS |  |  |  | 8/12/2006 11:50:00 PM
1298 | B0420 | Nitrifying Bacteria- MPN Method | USDOI/USGS |  |  |  | 8/12/2006 11:50:00 PM
1299 | B0430 | Denitrifying and Nitrate-reducing Bacteria- MPN Method | USDOI/USGS |  |  |  | 8/12/2006 11:50:00 PM
1300 | B1505 | Phytoplankton Enumberation- Counting Cell Method | USDOI/USGS |  |  |  | 8/12/2006 11:50:00 PM
1301 | B1520 | Phytoplankton Enumberation- Inverted-Microscope Method | USDOI/USGS |  |  |  | 8/12/2006 11:50:00 PM
1302 | B2501 | Zooplankton Enumberation- Counting Cell Method | USDOI/USGS |  |  |  | 8/12/2006 11:50:00 PM
1303 | B2520 | Zooplankton- Gravimetric Method for Biomass Determination | USDOI/USGS |  |  |  | 8/12/2006 11:50:00 PM
1304 | B3401 | Seston- Glass-fiber Filter Method | USDOI/USGS |  |  |  | 8/12/2006 11:50:00 PM
1305 | B3501 | Periphyton Enumberation- Sedgwick-Rafter Method | USDOI/USGS |  |  |  | 8/12/2006 11:50:00 PM
1306 | B3520 | Periphyton- Gravimetric Method for Biomass Determination | USDOI/USGS |  |  |  | 8/12/2006 11:50:00 PM
1307 | B3545 | Periphyton Enumberation- Inverted-Microscope Method | USDOI/USGS |  |  |  | 8/12/2006 11:50:00 PM
1308 | B4520 | Macrophytes- Distribution and Abundance (quantitative method) | USDOI/USGS |  |  |  | 8/12/2006 11:50:00 PM
1309 | B5001 | Benthic Invertebrates- Faunal Survey (qualitative method) | USDOI/USGS |  |  |  | 8/12/2006 11:50:00 PM
1310 | B5020 | Benthic Invertebrates- Numerical Assessment | USDOI/USGS |  |  |  | 8/12/2006 11:50:00 PM
1311 | B5040 | Benthic Invertebrates- Distribution and Abundance (quantitative method) | USDOI/USGS |  |  |  | 8/12/2013 11:50:00 PM
1312 | B5050 | Benthic Invertebrate Drift Determination | USDOI/USGS |  |  |  | 8/12/2006 11:50:00 PM
1313 | B6020 | Aquatic Vertebrates- Life History (quantitative method) | USDOI/USGS |  |  |  | 8/12/2006 11:50:00 PM
1314 | B6501 | Chlorophyll a-b-c in Phytoplankton by Spectroscopy | USDOI/USGS |  |  |  | 8/12/2006 11:50:00 PM
1315 | B6520 | Chlorophyll a-b in Phytoplankton by Chromatography/Spectroscopy | USDOI/USGS |  |  |  | 8/12/2006 11:50:00 PM
1316 | B6530 | Chlorophyll a-b in Phytoplankton by HP Liquid Chromatography | USDOI/USGS |  |  |  | 8/12/2006 11:50:00 PM
1317 | B6540 | Chlorophyll a-b in Phytoplankton by Chromatography/Fluorometry | USDOI/USGS |  |  |  | 8/12/2006 11:50:00 PM
1318 | B6560 | Biomass/Chlorophyll Ratio for Phytoplankton | USDOI/USGS |  |  |  | 8/12/2006 11:50:00 PM
1319 | B6601 | Chlorophyll a-b-c in Periphyton by Spectroscopy | USDOI/USGS |  |  |  | 8/12/2006 11:50:00 PM
1320 | B6620 | Chlorophyll a-b in Periphyton by Chromatography/Spectroscopy | USDOI/USGS |  |  |  | 8/12/2006 11:50:00 PM
1321 | B6630 | Chlorophyll a-b in Periphyton by HP Liquid Chromatography | USDOI/USGS |  |  |  | 8/12/2006 11:50:00 PM
1322 | B6640 | Chlorophyll a-b in Periphyton by Chromatography/Fluorometry | USDOI/USGS |  |  |  | 8/12/2006 11:50:00 PM
1323 | B6660 | Biomass/Chlorophyll Ratio in Periphyton | USDOI/USGS |  |  |  | 8/12/2006 11:50:00 PM
1324 | B6700 | Adenosine triphosphate (ATP) Determination in Water Sample | USDOI/USGS |  |  |  | 8/12/2006 11:50:00 PM
1325 | B8001 | Productivity- Oxygen Light/Dark-Bottle Method for Phytoplankton | USDOI/USGS |  |  |  | 8/12/2006 11:50:00 PM
1326 | B8020 | Productivity- Carbon-14 Light/Dark-Bottle Method for Phytoplankton | USDOI/USGS |  |  |  | 8/12/2013 11:50:00 PM
1327 | B8040 | Productivity- Oxygen Light/Dark-Enclosure Method for Periphyton | USDOI/USGS |  |  |  | 8/12/2006 11:50:00 PM
1328 | B8100 | Productivity & Community Metabolism by Diel Oxygen-Curve Method in Stratified Water | USDOI/USGS |  |  |  | 8/12/2013 11:50:00 PM
1329 | B8120 | Productivity & Community Metabolism by Diel O2-Curve Streams | USDOI/USGS |  |  |  | 8/12/2006 11:50:00 PM
1330 | B8502 | Algal Growth Potential (AGP) Spikes for Nutrient Limitation | USDOI/USGS |  |  |  | 8/12/2006 11:50:00 PM
740872 | BAC19 | BAC19 | AZDEQ_SW |  |  |  | 11/10/2017 2:37:44 PM
5052 | BACANTR-SG | Bacillus anthracis - Sentinel Procedure | USEPA | Bacantr-SG ~ EPA-OW ; Bacillus anthracis - Sentinel Procedure |  | https://www.nemi.gov/methods/method_summary/10925/ | 7/31/2013 12:00:00 AM
459091 | BACT-ISO-MTWTRSHD | Bacterial Method for the Nitrogen Isotopic Analysis of Nitrate in Seawater and Freshwater | MTWTRSHD_WQX | Sigman, D.M., K. L. Casciotti, M. Andreani, C. Barford, M. Galanter, and J. K. Böhlke. 2001. A Bacterial Method for the Nitrogen Isotopic Analysis of nitrate in Seawater and Freshwater. Anal. Chem. 73: 4145 -4153 |  |  | 6/9/2014 11:01:08 AM
530306 | BACTERIA | Bacteria analysis by unspecified method | MNPCA_AGW |  |  |  | 2/1/2019 11:59:24 AM
109555 | BACTI SAMP 01 | Enterococcus | 21HI |  |  |  | 10/11/2010 12:25:05 AM
109557 | BACTI SAMP 02 | Clostridium perfringens | 21HI |  |  |  | 10/11/2010 12:25:05 AM
109558 | BACTI SAMP 03 | Fecal Coliform | 21HI |  |  |  | 10/11/2010 12:25:28 AM
734783 | BAL-4200-MDEQ-WQ | Selenium Speciation by Ion Chromatography - Inductively Coupled Plasma Mass Spectrometry (IC-ICP-MS) | MDEQ_WQ_WQX | Brooks Applied Labs Method |  |  | 6/22/2017 12:52:17 PM
63111 | BAR-PRESSURE-MDEQ-WQ | Barometric Pressure from Field Meter | MDEQ_WQ_WQX |  |  |  | 5/24/2016 11:39:24 AM
520559 | BARO | BARO | WA_ECOLOGY | Barometric pressure using aneroid barometer |  |  | 1/13/2014 11:54:21 AM
730256 | BAROM | BAROM | NTHRNUTE | This is a analytical method from EPA USGS-WRD |  |  | 4/17/2018 5:06:54 PM
740881 | BAROM | BAROM | AZDEQ_SW |  |  |  | 11/10/2017 2:37:44 PM
751826 | BARO_PRESS | Barometric Pressure | SKOKDATA_WQX |  |  |  | 5/14/2018 1:29:29 PM
557129 | BARO_PRESS | Method name place holder | WQXTEST |  |  |  | 10/29/2014 1:11:04 PM
733229 | BARR TN | Total Nitrogen in Water (Barr Engineering) | MNPCA |  |  |  | 7/5/2017 12:54:20 PM
552026 | BART TEST | BART TEST (PRESENTS/ABSENCE) | 21ARIZ_WQX |  |  |  | 5/12/2016 2:53:03 AM
741416 | BART TEST | BART TEST | AZDEQ_SW |  |  |  | 2/15/2019 10:42:56 AM
735685 | BE101A | PADEP Rapid Non Tidal Stream Bio-Assessment Protocol | CBP_WQX |  |  |  | 5/22/2017 9:13:31 AM
739898 | BE101A | PADEP Rapid Non Tidal Stream Bio-Assessment Protocol | WQXTEST |  |  |  | 5/22/2017 12:00:00 AM
735686 | BE101B | PADEP Rapid Non Tidal Stream Bio-Assessment Protocol With Replication | CBP_WQX |  |  |  | 5/22/2017 9:13:32 AM
739899 | BE101B | PADEP Rapid Non Tidal Stream Bio-Assessment Protocol With Replication | WQXTEST |  |  |  | 5/22/2017 12:00:00 AM
739900 | BE102 | The NYSDEC Non Tidal Stream Biomonitoring- Kick Sample Protocol | WQXTEST |  |  |  | 5/22/2017 12:00:00 AM
735687 | BE102 | The NYSDEC Non Tidal Stream Biomonitoring- Kick Sample Protocol | CBP_WQX |  |  |  | 5/22/2017 9:13:32 AM
735688 | BE103 | Maryland Biological Stream Survey Non Tidal Bioassessment Protocol | CBP_WQX |  |  |  | 5/22/2017 9:13:32 AM
739901 | BE103 | Maryland Biological Stream Survey Non Tidal Bioassessment Protocol | WQXTEST |  |  |  | 5/22/2017 12:00:00 AM
735689 | BE104 | Maryland Core Trend Stream Non Tidal Bioassessment Protocol | CBP_WQX |  |  |  | 5/22/2017 9:13:32 AM
739902 | BE104 | Maryland Core Trend Stream Non Tidal Bioassessment Protocol | WQXTEST |  |  |  | 5/22/2017 12:00:00 AM
739903 | BE105 | VADEQ Rapid Non Tidal Stream Bio-Assessment Protocol: Single-Habitat Method- Family Level Ids | WQXTEST |  |  |  | 5/22/2017 12:00:00 AM
735690 | BE105 | VADEQ Rapid Non Tidal Stream Bio-Assessment Protocol: Single-Habitat Method- Family Level Ids | CBP_WQX |  |  |  | 5/22/2017 9:13:32 AM
739904 | BE105G | VADEQ Rapid Non Tidal Stream Bio-Assessment Protocol: Single-Habitat Method, Genus Level Ids | WQXTEST |  |  |  | 5/22/2017 12:00:00 AM
735691 | BE105G | VADEQ Rapid Non Tidal Stream Bio-Assessment Protocol: Single-Habitat Method, Genus Level Ids | CBP_WQX |  |  |  | 5/22/2017 9:13:32 AM
739905 | BE106 | VADEQ Rapid Non Tidal Stream Bio-Assessment Protocol: Multi- Habitat Method Family Level Ids | WQXTEST |  |  |  | 5/22/2017 12:00:00 AM
735692 | BE106 | VADEQ Rapid Non Tidal Stream Bio-Assessment Protocol: Multi- Habitat Method Family Level Ids | CBP_WQX |  |  |  | 5/22/2017 9:13:32 AM
739906 | BE106G | VADEQ Rapid Non Tidal Stream Bio-Assessment Protocol: Multi- Habitat Method- Genus Level Ids | WQXTEST |  |  |  | 5/22/2017 12:00:00 AM
735693 | BE106G | VADEQ Rapid Non Tidal Stream Bio-Assessment Protocol: Multi- Habitat Method- Genus Level Ids | CBP_WQX |  |  |  | 5/22/2017 9:13:32 AM
735694 | BE107 | WVDEP Modified EPA RBP II, Non Tidal Stream Single Habitat Protocol | CBP_WQX |  |  |  | 5/22/2017 9:13:32 AM
739907 | BE107 | WVDEP Modified EPA RBP II, Non Tidal Stream Single Habitat Protocol | WQXTEST |  |  |  | 5/22/2017 12:00:00 AM
739908 | BE107B | WVDEP Modified EPA RBP II, Non Tidal Stream Single Habitat-200 Count Subsample | WQXTEST |  |  |  | 5/22/2017 12:00:00 AM
735695 | BE107B | WVDEP Modified EPA RBP II, Non Tidal Stream Single Habitat-200 Count Subsample | CBP_WQX |  |  |  | 5/22/2017 9:13:32 AM
739909 | BE108 | Mid-Atlantic Coastal Streams Method For Non Tidal Streams | WQXTEST |  |  |  | 5/22/2017 12:00:00 AM
735696 | BE108 | Mid-Atlantic Coastal Streams Method For Non Tidal Streams | CBP_WQX |  |  |  | 5/22/2017 9:13:32 AM
739910 | BE109 | WVDEP EPA RBP II, Multi Habitat Protocol For Non Tidal Streams | WQXTEST |  |  |  | 5/22/2017 12:00:00 AM
735697 | BE109 | WVDEP EPA RBP II, Multi Habitat Protocol For Non Tidal Streams | CBP_WQX |  |  |  | 5/22/2017 9:13:32 AM
735698 | BE110 | SRBC Rapid Bioassessment Protocol (RBP) III For Non Tidal Streams | CBP_WQX |  |  |  | 5/22/2017 9:13:32 AM
739911 | BE110 | SRBC Rapid Bioassessment Protocol (RBP) III For Non Tidal Streams | WQXTEST |  |  |  | 5/22/2017 12:00:00 AM
735699 | BE111 | Montgomery County-Unspecified Non Tidal Streams Assessment Protocol | CBP_WQX |  |  |  | 5/22/2017 9:13:32 AM
739912 | BE111 | Montgomery County-Unspecified Non Tidal Streams Assessment Protocol | WQXTEST |  |  |  | 5/22/2017 12:00:00 AM
735700 | BE112 | Fairfax County-RBP For Non Tidal Streams In Piedmont/Triassic Physiographic Provinces | CBP_WQX |  |  |  | 5/22/2017 9:13:32 AM
739913 | BE112 | Fairfax County-RBP For Non Tidal Streams In Piedmont/Triassic Physiographic Provinces | WQXTEST |  |  |  | 5/22/2017 12:00:00 AM
739914 | BE113 | Fairfax County-RBP For Non Tidal Streams In Coastal Plain Physiographic Provinces | WQXTEST |  |  |  | 5/22/2017 12:00:00 AM
735701 | BE113 | Fairfax County-RBP For Non Tidal Streams In Coastal Plain Physiographic Provinces | CBP_WQX |  |  |  | 5/22/2017 9:13:32 AM
739915 | BE114 | ICPRB Quantitative Non Tidal Streams Benthic Assessment | WQXTEST |  |  |  | 5/22/2017 12:00:00 AM
735702 | BE114 | ICPRB Quantitative Non Tidal Streams Benthic Assessment | CBP_WQX |  |  |  | 5/22/2017 9:13:32 AM
739916 | BE115 | ICPRB Qualitative Non Tidal Streams Benthic Assessment Protocol | WQXTEST |  |  |  | 5/22/2017 12:00:00 AM
735703 | BE115 | ICPRB Qualitative Non Tidal Streams Benthic Assessment Protocol | CBP_WQX |  |  |  | 5/22/2017 9:13:32 AM
735704 | BE116 | EPA Wadeable Streams Assessment Protocol For Non Tidal Streams | CBP_WQX |  |  |  | 5/22/2017 9:13:32 AM
739917 | BE116 | EPA Wadeable Streams Assessment Protocol For Non Tidal Streams | WQXTEST |  |  |  | 5/22/2017 12:00:00 AM
739918 | BE117 | District Of Columbia-Unspecified Non-Tidal Wadable Stream Assessment Method | WQXTEST |  |  |  | 5/22/2017 12:00:00 AM
735705 | BE117 | District Of Columbia-Unspecified Non-Tidal Wadable Stream Assessment Method | CBP_WQX |  |  |  | 5/22/2017 9:13:32 AM
739919 | BE118 | Prince Georges County-MBSS Compliant Non-Tidal Stream Assessment Protocol | WQXTEST |  |  |  | 5/22/2017 12:00:00 AM
735706 | BE118 | Prince Georges County-MBSS Compliant Non-Tidal Stream Assessment Protocol | CBP_WQX |  |  |  | 5/22/2017 9:13:32 AM
739920 | BE119 | USFS Non Tidal Stream Assessment Protocol | WQXTEST |  |  |  | 5/22/2017 12:00:00 AM
735707 | BE119 | USFS Non Tidal Stream Assessment Protocol | CBP_WQX |  |  |  | 5/22/2017 9:13:32 AM
735708 | BE120 | The NYSDEC Non Tidal Streams Biomonitoring- Jab Sample Protocol | CBP_WQX |  |  |  | 5/22/2017 9:13:32 AM
739921 | BE120 | The NYSDEC Non Tidal Streams Biomonitoring- Jab Sample Protocol | WQXTEST |  |  |  | 5/22/2017 12:00:00 AM
735709 | BE121 | Streams Loudon County Single Habitat (Riffle) Stream Assessment Protocol For Non Tidal | CBP_WQX |  |  |  | 5/22/2017 9:13:32 AM
739922 | BE121 | Streams Loudon County Single Habitat (Riffle) Stream Assessment Protocol For Non Tidal | WQXTEST |  |  |  | 5/22/2017 12:00:00 AM
739923 | BE122 | District Of Columbia-In-house Non Tidal Streams Assessment Protocol | WQXTEST |  |  |  | 5/22/2017 12:00:00 AM
735710 | BE122 | District Of Columbia-In-house Non Tidal Streams Assessment Protocol | CBP_WQX |  |  |  | 5/22/2017 9:13:32 AM
739924 | BE123 | VCU Non Tidal Stream Assessment Protocol | WQXTEST |  |  |  | 5/22/2017 12:00:00 AM
735711 | BE123 | VCU Non Tidal Stream Assessment Protocol | CBP_WQX |  |  |  | 5/22/2017 9:13:32 AM
739925 | BE124O | EPA EMAP-Other Assessment Protocol For Non Tidal Streams | WQXTEST |  |  |  | 5/22/2017 12:00:00 AM
735712 | BE124O | EPA EMAP-Other Assessment Protocol For Non Tidal Streams | CBP_WQX |  |  |  | 5/22/2017 9:13:32 AM
735713 | BE124P | EPA EMAP-Pool Assessment Protocol For Non Tidal Streams | CBP_WQX |  |  |  | 5/22/2017 9:13:32 AM
739926 | BE124P | EPA EMAP-Pool Assessment Protocol For Non Tidal Streams | WQXTEST |  |  |  | 5/22/2017 12:00:00 AM
735714 | BE124R | EPA EMAP-Riffle Assessment Protocol For Non Tidal Streams | CBP_WQX |  |  |  | 5/22/2017 9:13:32 AM
739927 | BE124R | EPA EMAP-Riffle Assessment Protocol For Non Tidal Streams | WQXTEST |  |  |  | 5/22/2017 12:00:00 AM
735715 | BE125A | USGS-RTH-No snag Assessment Protocol For Non Tidal Streams | CBP_WQX |  |  |  | 5/22/2017 9:13:32 AM
739928 | BE125A | USGS-RTH-No snag Assessment Protocol For Non Tidal Streams | WQXTEST |  |  |  | 5/22/2017 12:00:00 AM
735716 | BE125B | USGS-RTH-Snag Assessment Protocol For Non Tidal Streams | CBP_WQX |  |  |  | 5/22/2017 9:13:32 AM
739929 | BE125B | USGS-RTH-Snag Assessment Protocol For Non Tidal Streams | WQXTEST |  |  |  | 5/22/2017 12:00:00 AM
739934 | BE201 | Versar Tidal Benthic Taxa Enumeration Protocol | WQXTEST |  |  |  | 11/8/2017 12:00:00 AM
735721 | BE201 | Versar Tidal Benthic Taxa Enumeration Protocol | CBP_WQX |  |  |  | 11/8/2017 3:37:09 PM
739969 | BE201O | BM101E | WQXTEST |  |  |  | 11/7/2017 12:00:00 AM
735756 | BE201O | BM101E | CBP_WQX |  |  |  | 11/7/2017 8:31:19 PM
735722 | BE202 | ODU Tidal Benthic Taxa Enumeration Protocol | CBP_WQX |  |  |  | 5/22/2017 9:13:32 AM
739935 | BE202 | ODU Tidal Benthic Taxa Enumeration Protocol | WQXTEST |  |  |  | 5/22/2017 12:00:00 AM
739936 | BE203 | VIMS Generalized Tidal Benthic Taxa Enumeration Protocol | WQXTEST |  |  |  | 5/22/2017 12:00:00 AM
735723 | BE203 | VIMS Generalized Tidal Benthic Taxa Enumeration Protocol | CBP_WQX |  |  |  | 5/22/2017 9:13:32 AM
763300 | BELA_SMEPA_ALL | Multiple Analyses by Standard Methods or EPA-Approved Procedures | 11NPSWRD_WQX | Samples were analyzed with a variety of procedures as described in Standard Methods (APHA. 1971. Standard Methods for the Examination of Water and Wastewater, 13th edition. Published by the American Public Health Association, American Water Works Association, and Water Pollution Control Federation) or other EPA-approved methods. |  |  | 11/2/2018 10:01:22 AM
733241 | bEnsulf | Endosulfan II | EPATEST |  |  |  | 12/9/2016 7:55:46 AM
732594 | BENTHIC | BENTHIC ANALYSIS | 11113300 |  |  |  | 2/8/2018 1:48:53 PM
735668 | Benthics | Benthic Counts | PICURIS_PUEBLO | In-house benthic counts |  |  | 10/17/2018 7:20:48 AM
551327 | Bernhardt&Wilhelms | Bernhardt & Wilhelm 1967 | KINGCOUNTY | Bernhardt, H. and Wilhelms, A. 1967. The continuous determination of low level iron, soluble phosphate and total phosphate with the AutoAnalyzer. Technicon Symp., 1967, Vol. I, 386 pp. |  |  | 5/28/2014 3:08:11 PM
733240 | bHCH | beta-HCH | EPATEST |  |  |  | 12/9/2016 7:55:47 AM
733179 | bHepEpx | .beta.-Heptachlor epoxide | EPATEST |  |  |  | 12/8/2016 12:04:46 PM
110878 | BIOACCUM | Bioaccumulation | 21CAOCSD_WQX |  |  |  | 3/1/2013 12:35:59 PM
5144 | BIOO-1018 | Malachite Green Water Test - column-based | BIOO | BIOO-1018 ~ Bioo Scientific ; Malachite Green Water Test - column-based |  | https://www.nemi.gov/methods/method_summary/10881/ | 7/31/2013 12:00:00 AM
763311 | BISC_4500_NH4 | Ammonium Bleach Oxidation Method | 11NPSWRD_WQX | A bleach oxidation method is used for NH4+. This oxidizes all of the NH4+ to NO2- and then the sample is analyzed following 4500-NO3 F (but without the cadmium reduction column). |  |  | 11/2/2018 12:21:56 PM
763317 | BISC_ACT_ICPMS | Inductively Coupled Plasma Mass Spectrometry (ICP-MS) using a Perkin Elmer ELAN ICP-MS | 11NPSWRD_WQX | Water samples are analyzed using a Perkin Elmer ELAN 6000 or 6100 ICP-MS, the samples are vaporized and ionized with inductively coupled plasma as an ion source for a mass spectrometer and the intensities of each atomic mass are measured. |  |  | 11/2/2018 12:21:56 PM
763312 | BISC_BLAA_TN | Total Nitrogen Analyzed with a Bran+Luebbe Autoanalyzer | 11NPSWRD_WQX | Analyze water (acidified if held more than 24H). Samples are digested in potassium per sulfate via autoclaving for 30 minutes. (20 g K2S2O8-nitrogen low and 3g NaOH per liter) and added to samples at 1:4 ratio. Typically using 1 ml of sample, 7ml of DI H2O and add 2ml of persulfate solution. After digestion, all samples and standards must be diluted (again) equally by ~ 1/10 to run on Bran+Luebbe Autoanalyzer (range 0-300 ppb). |  |  | 11/2/2018 12:21:56 PM
763313 | BISC_BLAA_TSN | Total Soluble Nitrogen Analyzed with a Bran+Luebbe Autoanalyzer | 11NPSWRD_WQX | Analyze filtered water (acidified if held more than 24H). Samples are digested in potassium per sulfate via autoclaving for 30 minutes, (20 g K2S2O8-nitrogen low and 3g NaOH per liter) and added to samples at 1:4 ratio. Typically using 1 ml of sample, 7ml of DI H2O and add 2ml of persulfate solution. After digestion, all samples and standards must be diluted (again) equally by ~ 1/10 to run on Bran+Luebbe Autoanalyzer (range 0-300 ppb). |  |  | 11/2/2018 12:21:56 PM
763314 | BISC_CALC_DIN | Dissolved Inorganic Nitrogen Calculation | 11NPSWRD_WQX | Dissolved inorganic nitrogen is calculated from lab sheets as the sum of NO2, NO3 and NH4. |  |  | 11/2/2018 12:21:56 PM
763315 | BISC_DX500_SO4 | Sulfate Dionex Ion Chromatograph Manual Method | 11NPSWRD_WQX | Sulfate is analyzed following procedures outlined in the Dionex Ion Chromatograph Manuals, instrumentation used is a Dionex DX 500 ion chromatograph with autosampler. |  |  | 11/2/2018 12:21:56 PM
763321 | BISC_GV_TIMS | Strontium 86/87 Ratio Geochron-Krueger Laboratory Method | 11NPSWRD_WQX | Solutions are converted to nitrate form by two or three cycles of dissolution and evaporation with concentrated nitric acid. The sample is finally dissolved in 0.5 mL 3.5 N HNO3 in preparation for Sr separation by ion exchange. Sr is separated from other cations using 50 µL columns filled with Eichrome Sr-Spec resin. The sample, dissolved in 500 µL 3.5 N HNO3, is centrifuged, and loaded onto the column. Next, the column is rinsed with 1200 µL 3.5 N HNO3. Sr is then eluted with 800 µL H2O. A drop of 0.1 M H3PO4 is added and the sample dried down. For carbonate samples, this separation procedure is repeated twice to improve separation of Sr from Ca, which interferes with mass spectrometry. All analyses are completed on a GV Instruments IsoProbe Thermal Ionisation Mass Spectrometer (TIMS) multicollector. Sr is loaded on Re filaments in a solution of TaCl5 and H3PO4, and is analyzed by dynamic multicollection. No fewer than 70 ratios are measured with a target intensity of 88Sr = 3 V, providing a standard error for the mean of exponentially corrected 87Sr/86Sr of 0.0007%. |  |  | 11/2/2018 12:22:04 PM
763310 | BISC_MS54_TIMS | Strontium 86/87 Ratio Measured with a Micromass Sector 54 Thermal Ionization Mass Spectrometer (TIMS) | 11NPSWRD_WQX | Strontium 86/87 Ratios were analyzed at the Center for Isotope Geoscience at the University of Florida using a Micromass Sector 54 thermal ionization mass spectrometer. This instrument is equipped with seven Faraday collectors and one Daly collector. |  |  | 11/2/2018 12:21:56 PM
763318 | BISC_OPTIM_3000 | Inductively Coupled Plasma Optical Emission Spectrometry (ICP-OES) using a Perkin Elmer Optima 3000 ICP | 11NPSWRD_WQX | The ICP technique relies on placing the sample material into solution using specific partial leaches, single acids, mixed acids or fusion techniques using fluxes. The sample solution is then introduced into a radio frequency excited plasma (~8000°K). Atoms within the samples are excited to the point that they emit wavelength-specific photons or light which is characteristic of a particular element. The number of photons produced is directly related to the concentration of that element in the sample. Samples are analyzed using a Perkin Elmer Optima 3000 ICP. |  |  | 11/2/2018 12:21:58 PM
763320 | BISC_RAD7_RN | Radon-222 Measurement Run in Field | 11NPSWRD_WQX | Rn was run either using a RAD7 Rn monitor, or a Rn extraction system (ie Guy Mathieu' system) in the field, on a sample taken from the water. |  |  | 11/2/2018 12:22:01 PM
763322 | BISC_SPECCGC-MS | Polystyrene-Divinylbenzene Solid-Phase Extraction and Capillary-Column Gas Chromatography/Mass Spectrometry | 11NPSWRD_WQX | Water samples are filtered and the compounds are isolated by solid-phase extraction and determined by capillary-column gas chromatography/mass spectrometry according to procedures outlined in USGS Water-Resources Investigations Report 01-4186, further information available at http://nwql.usgs.gov/Public/pubs/WRIR01-4186.pdf |  |  | 11/2/2018 12:22:05 PM
763319 | BISC_USGS_RA223 | Radium-223 USGS Scintillation Detector Circuit Method | 11NPSWRD_WQX | Samples are obtained by absorbing Ra223 and Ra224 onto a column of MnO2 coated fiber (Mn fiber). The short lived Rn daughters of Ra223 and Ra224 are swept into a scintillation detector circuit which discriminates decays of the Ra224 daughters, Rn220, and Po216, from decays of Ra223 daughters, Rn219, and Po215. |  |  | 11/2/2018 12:21:58 PM
763316 | BISC_WTW_340I | Geotech Handheld WTW 340i Multiprobe Field Measurement | 11NPSWRD_WQX | Field data was collected with a Geotech WTW 340i multi probe water quality meter. |  |  | 11/2/2018 12:21:56 PM
763309 | BISC_YSI_556MP | YSI 556 Handheld Multiprobe Field Measurement | 11NPSWRD_WQX | Field data was collected with a YSI Model 556MP handheld multiprobe system. |  |  | 11/2/2018 12:21:56 PM
257375 | BISI | Technicon Industrial Method No. 186-72 W/B?. Technical Industrial Systems. Tarrytown, New York, 10591 | MDE_FIELDSERVICES_WQX |  |  |  | 12/8/2011 2:18:03 PM
734684 | BITH_HAR_BIO | Harrel's Benthic Macroinvertebrate Analytical Procedure | 11NPSWRD_WQX | Benthic macroinvertebrates were collected seasonally using a petite Ponar dredge (15.24 cm by 15.24 cm). Six samples were collected at each station. Each sample was washed through a No. 30 mesh wash bucket, placed in quart jars, and preserved and stained with a mixture of 10 percent formalin and rose bengal dye (Mason and Yevich, 1967). The samples were later washed in the laboratory through a No. 30 U.S. Standard Soil Sieve. The organisms were later picked and stored in 70 percent ethanol until they were sorted, identified, and enumerated. Harrel, R.C. and S.D. Commander; 1980; Water Quality Monitoring in the Big Thicket National Preserve (4 of 5), Turkey Creek Unit; Lamar Univerity; 94p |  |  | 2/25/2019 9:43:05 AM
734675 | BITH_HAR_CHLA | Harrel's Chlorophyll a Procedure at BITH | 11NPSWRD_WQX | The method of Richards and Thompson (1952), as modified by Odum et al. (1958) using a Bausch & Lomb Spectronic 20. The chlorophyll is extracted in an acetone solution and the optical density is determined. Chlorophyll a concentration in mg/L is calculated by a formula. Harrel, R.C.; 1977; Water Quality Monitoring in the Big Thicket National Preserve; Lamar Univerity; 44p |  |  | 2/22/2019 6:00:30 PM
734676 | BITH_HAR_CHLORIDE | Harrel's Chloride Procedure at BITH | 11NPSWRD_WQX | Harrel, R.C.; 1977; Water Quality Monitoring in the Big Thicket National Preserve; Lamar Univerity; 44p |  |  | 2/22/2019 6:00:30 PM
734677 | BITH_HAR_COLOR | Harrel's Apparent Color Procedure at BITH | 11NPSWRD_WQX | Hach Direct Read (DR) Colorimeter Harrel, R.C.; 1977; Water Quality Monitoring in the Big Thicket National Preserve; Lamar Univerity; 44p |  |  | 2/22/2019 6:00:30 PM
734672 | BITH_HAR_DO% | Dissolved Oxygen by Calculation | 11NPSWRD_WQX | Calculation of DO% saturation Harrel, R.C.; 1977; Water Quality Monitoring in the Big Thicket National Preserve; Lamar Univerity; 44p |  |  | 2/22/2019 6:00:29 PM
734681 | BITH_HAR_FCFS | Harrel's Fecal Coliform and Fecal Streptococci Bacteria Procedures at BITH | 11NPSWRD_WQX | Numbers of fecal coliform and fecal streptococci bacteria were determined by membrane filter techniques (APHA 1976). Ten ml and 25 ml water samples were filtered through 0.45 micron, gridded, 47 mm Millipore filters. The filters were placed on pads saturated with EC media for fecal coliform growth or KF media for fecal streptococci growth, and incubated in plastic Petri plates. The number of colonies on each plate was counted after the fecal coliform were incubated submerged in a water bath at 44.5 C for 24 hours, and fecal streptococci were incubated at 37.5 C for 48 hours. Harrel, R.C. and W. Newberry; 1981; Water Quality Monitoring in the Big Thicket National Preserve (5 of 5), Big Sandy Creek Unit; Lamar Univerity; 65p |  |  | 2/22/2019 6:00:31 PM
734674 | BITH_HAR_FLOW | Harrel's Discharge/Flow Procedure at BITH | 11NPSWRD_WQX | The Float Method or Robins and Crawford (1954). Harrel, R.C.; 1977; Water Quality Monitoring in the Big Thicket National Preserve; Lamar Univerity; 44p |  |  | 2/22/2019 6:00:30 PM
734673 | BITH_HAR_PH | pH, Colometric | 11NPSWRD_WQX | Harrel, R.C.; 1977; Water Quality Monitoring in the Big Thicket National Preserve; Lamar Univerity; 44p |  |  | 2/22/2019 6:00:29 PM
734682 | BITH_HAR_SHDI | Harrel's Shannon Diversity Procedure at BITH | 11NPSWRD_WQX | Shannon's diversity index (1948) as proposed by Margalef (1958) and modified by Patten (1962) and Wilhm and Dorris (1968) was calculated for each station for each collection based on a formula that uses the total number of individuals and the number of individuals of each species. Harrel, R.C. and S.D. Commander; 1980; Water Quality Monitoring in the Big Thicket National Preserve (4 of 5), Turkey Creek Unit; Lamar Univerity; 94p |  |  | 2/22/2019 6:00:35 PM
734679 | BITH_HAR_TDS | Harrel's TDS Procedure at BITH | 11NPSWRD_WQX | Filter sample through 0.45 micron millipore filter and evaporate at 103 degrees C in a tared crucible. The residue after evaporation is the TDS. Further burning of the evaporated and weighed sample at 550 degrees C will leave only the inorganic ash (TDI). The weight lost between the evaporation and buring is a measure of the organic content (TDO). Harrel, R.C.; 1977; Water Quality Monitoring in the Big Thicket National Preserve; Lamar Univerity; 44p |  |  | 2/22/2019 6:00:30 PM
734680 | BITH_HAR_TSS | Harrel's TSS Procedure at BITH | 11NPSWRD_WQX | Filtration through 0.45 micron millipore filter and gravimetric method. Harrel, R.C.; 1977; Water Quality Monitoring in the Big Thicket National Preserve; Lamar Univerity; 44p |  |  | 2/22/2019 6:00:30 PM
107205 | BL-818-87T | TOTAL NITROGEN (BRAN AND LUEBBE METHOD 1987) | MEDEP_WQX |  |  |  | 8/29/2014 11:19:47 AM
547674 | Blanchard | UNKOWN | SDDENR_WQX |  |  |  | 1/29/2019 6:10:35 PM
743382 | BLCACURE_00039 | Organic carbon, bed sed, LECO | 11NPSWRD_WQX | LECO, Organic Carbon, BTM Procedure ID from NWIS import: NWIS 00039 Unknown; 19--; No Cite - Method Not Cited; Unknown; Vol -- |  |  | 2/5/2018 1:53:44 PM
743383 | BLCACURE_00040 | Total carbon, bed, LECO | 11NPSWRD_WQX | LECO, Total carbon, BTM Procedure ID from NWIS import: NWIS 00040 Unknown; 19--; No Cite - Method Not Cited; Unknown; Vol -- |  |  | 2/5/2018 1:53:44 PM
743385 | BLCACURE_00048 | Nutrients in filtered water, colorimetric, by discrete analyzer | 11NPSWRD_WQX | Nutrients in filtered water, colorimetric, by discrete analyzer Procedure ID from NWIS import: NWIS 00048 Unknown; 19--; No Cite - Method Not Cited; Unknown; Vol -- |  |  | 2/5/2018 1:54:13 PM
743386 | BLCACURE_00049 | Nutrients in filtered water by enzymatic reductase colorimetry by discrete analyzer | 11NPSWRD_WQX | Nutrients in filtered water by enzymatic reductase colorimetry by discrete analyzer Procedure ID from NWIS import: NWIS 00049 Unknown; 19--; No Cite - Method Not Cited; Unknown; Vol -- |  |  | 2/5/2018 1:54:13 PM
743367 | BLCACURE_00073 | Sulfate, wf, turbidimetry (NWQL) | 11NPSWRD_WQX | Turbidimetric analysis Procedure ID from NWIS import: NWIS 00073 Unknown; 19--; No Cite - Method Not Cited; Unknown; Vol -- |  |  | 2/5/2018 1:53:36 PM
743381 | BLCACURE_00079 | Inorg carbon, bed<2mm, Van Slyke | 11NPSWRD_WQX | Van Slyke, Inorganic carbon, BTM Procedure ID from NWIS import: NWIS 00079 Unknown; 19--; No Cite - Method Not Cited; Unknown; Vol -- |  |  | 2/5/2018 1:53:44 PM
743366 | BLCACURE_ALGOR | Computation by NWIS algorithm | 11NPSWRD_WQX | Computation by NWIS algorithm Procedure ID from NWIS import: NWIS ALGOR Computation by NWIS algorithm; ; Algorithms for calculated parameters, in User's Manual for the National Water Information System of the U.S. Geological Survey--Water-Quality System; ; |  |  | 2/5/2018 8:22:26 AM
743410 | BLCACURE_ASM01 | Inflection-point titration method, Hach digital titrator, Advanced Speciation Method | 11NPSWRD_WQX | Inflection-point titration method (incremental titration method), Hach digital titrator, Advanced Speciation Method (speciation is calculated from sample pH and alkalinity or acid neutralizing capacity, using acid dissociation constants) Procedure ID from NWIS import: NWIS ASM01 Inflection-point titration method, Hach digital titrator, Advanced Speciation Method; ; USGS National Field Manual, Chapter A6.6; ; |  |  | 2/5/2018 1:55:29 PM
743407 | BLCACURE_ASM03 | Gran titration, Hach digital titrator, Advanced Speciation Method | 11NPSWRD_WQX | Gran titration, Hach digital titrator, Advanced Speciation Method (speciation is calculated from sample pH and alkalinity or acid neutralizing capacity, using acid dissociation constants) Procedure ID from NWIS import: NWIS ASM03 Gran titration, Hach digital titrator, Advanced Speciation Method; ; USGS National Field Manual, Chapter A6.6; ; |  |  | 2/5/2018 1:55:28 PM
743392 | BLCACURE_BAROM | Atmospheric pressure, barometer | 11NPSWRD_WQX | Atmospheric pressure, barometer method Procedure ID from NWIS import: NWIS BAROM Atmospheric pressure, barometer; ; [USGS NFM 6.2]; ; |  |  | 2/5/2018 1:54:17 PM
743378 | BLCACURE_COMB3 | Total carbon, geologic, combustion | 11NPSWRD_WQX | Total carbon in geologic materials by combustion Procedure ID from NWIS import: NWIS COMB3 Total carbon, geologic, combustn; ; Curry, K.J., 1990, Determination of total carbon in geologic materials by combustion, in Arbogast, B.F., ed., Quality assurance manual for the Branch of Geochemistry, U.S. Geological Survey: U.S. Geological Survey Open-File Report 90-668, p. 114-118. [USGS-GD GN01090] OR Curry, K.J., 1990, Determination of total carbon in geologic materials by combustion, in Arbogast, B.F., ed., Quality assurance manual for the Branch of Geochemistry, U.S. Geological Survey: U.S. Geological Survey Open-File Report 90-668, p. 114-118. [USGS-GD N010] OR Curry, K.J., 1996, Total carbon by combustion, in Arbogast, B.F., ed., Analytical Methods for the Mineral Resource Surveys Program: U.S. Geological Survey Open-File Report 96-525, p. 173-176. [USGS-GD N011]; ; |  |  | 2/5/2018 1:53:44 PM
743375 | BLCACURE_CV003 | Mercury, bed sed, CV AA, GD | 11NPSWRD_WQX | Geologic Division, AA, cold vapor, Mercury, <63 micrometer field sieved, TBM Procedure ID from NWIS import: NWIS CV003 Mercury, bed sed, CV AA, GD; 1996; Analytical Methods for the Mineral Resource Surveys Program; U.S. Geological Survey Open-File Report 96-525; 248 p. |  |  | 2/5/2018 1:53:44 PM
743379 | BLCACURE_DNC01 | U & Th,bed,delayed neutron count | 11NPSWRD_WQX | Uranium and Thorium in <63 micrometer field-sieved bottom material by delayed neutron counting Procedure ID from NWIS import: NWIS DNC01 U & Th,bed,delayed neutron count; 1996; Uranium and thorium by delayed neutron counting, in Arbogast, B.F., ed., Analytical Methods for the Mineral Resource Surveys Program [USGS-GD R011]; U.S. Geological Survey Open-File Report 96-525; p. 206-210 |  |  | 2/5/2018 1:53:44 PM
743389 | BLCACURE_DZ001 | Nitrite, filtered water, discrete analyzer, diazotization and colorimetry | 11NPSWRD_WQX | Nitrite, filtered water, discrete analyzer, diazotization and colorimetry (NWQL Lab Code 3117; formerly Mcode 00049) Procedure ID from NWIS import: NWIS DZ001 Unknown; 19--; No Cite - Method Not Cited; Unknown; Vol -- |  |  | 2/5/2018 1:54:15 PM
743414 | BLCACURE_EL009 | pH, water, field, glass electrode (NRP @ CO WSC) | 11NPSWRD_WQX | pH, water, field, glass electrode (NRP and CO WSC) Procedure ID from NWIS import: NWIS EL009 pH, water, field, glass electrode (NRP @ CO WSC); ; USGS TWRI 9-A6.4/1998; ; |  |  | 2/5/2018 1:55:55 PM
743369 | BLCACURE_FL003 | U (natural), water, fluorometric | 11NPSWRD_WQX | U, Fluorometric, TOT Procedure ID from NWIS import: NWIS FL003 Unknown; 19--; No Cite - Method Not Cited; Unknown; Vol -- |  |  | 2/5/2018 1:53:39 PM
743417 | BLCACURE_G0069 | No information exists for method | 11NPSWRD_WQX | No information exists for method Procedure ID from NWIS import: NWIS G0069 Unknown; 19--; No Cite - Method Not Cited; Unknown; Vol -- |  |  | 2/5/2018 2:00:24 PM
743370 | BLCACURE_GCE18 | Pest, oc, tis, lab, GC-ECD | 11NPSWRD_WQX | Pesticides, chlorinated, aquatic tissue, soxhlet extraction, gas chromatography w/electron capture detector Procedure ID from NWIS import: NWIS GCE18 Pest, oc, tis, lab, GC-ECD; 1995; Methods of analysis by the U.S. Geological Survey National Water Quality Laboratory--Determination of chlorinated pesticides in aquatic tissue by capillary-column gas chromatography with electron-capture detection [USGS O-9125-94]; U.S. Geological Survey Open-File Report 94-710; 42 p. |  |  | 2/5/2018 1:53:44 PM
743374 | BLCACURE_GF028 | Cadmium, bed, GFAA, GD | 11NPSWRD_WQX | Geologic Division, GFAA, Cadmium, <63 micrometer field-sieved, BTM Procedure ID from NWIS import: NWIS GF028 Cadmium, bed, GFAA, GD; 1996; Analytical Methods for the Mineral Resource Surveys Program; U.S. Geological Survey Open-File Report 96-525; 248 p. |  |  | 2/5/2018 1:53:44 PM
743377 | BLCACURE_GF029 | Silver, bed sed <63u, GFAA, GD | 11NPSWRD_WQX | Geologic Division, GFAA, Silver, <63 micrometer field-sieved, BTM Procedure ID from NWIS import: NWIS GF029 Silver, bed sed <63u, GFAA, GD; 1996; Analytical Methods for the Mineral Resource Surveys Program; U.S. Geological Survey Open-File Report 96-525; 248 p. |  |  | 2/5/2018 1:53:44 PM
743376 | BLCACURE_HY006 | Selenium, geologic,CFhydride AAS | 11NPSWRD_WQX | Selenium in <63 micrometer field-sieved geologic material by continuous-flow hydride generation atomic absorption spectrophotometry Procedure ID from NWIS import: NWIS HY006 Selenium, geologic,CFhydride AAS; ; Welsch, E.P., Crock, J.G., and Sanzolone, Richard, 1990, Trace level determination of arsenic and selenium using continuous-flow hydride generation atomic absorption spectrophotometry (HG-AAS), in Arbogast, B.F., ed., Quality assurance manual for the Branch of Geochemistry, U.S. Geological Survey: U.S. Geological Survey Open-File Report 90-668, p. 38-45. [USGS-GD A010] OR Welsch, E.P., Crock, J.G., and Sanzolone, Richard, 1990, Trace level determination of arsenic and selenium using continuous-flow hydride generation atomic absorption spectrophotometry (HG-AAS), in Arbogast, B.F., ed., Quality assurance manual for the Branch of Geochemistry, U.S. Geological Survey: U.S. Geological Survey Open-File Report 90-668, p. 38-45. [USGS-GD GA01090] OR Hageman, P.L., and Welsch, Eric, 1996, Arsenic, antimony, and selenium by flow injection or continuous flow-hydride generation-atomic absorption spectrophotometry, in Arbogast, B.F., ed., Analytical Methods for the Mineral Resource Surveys Program: U.S. Geological Survey Open-File Report 96-525, p. 24-30. [USGS-GD A011]; ; |  |  | 2/5/2018 1:53:44 PM
743373 | BLCACURE_HY007 | Arsenic, geologic,CF hydride AAS | 11NPSWRD_WQX | Arsenic in <63 micrometer field-sieved geologic material by continuous-flow hydride generation atomic absorption spectrophotometry Procedure ID from NWIS import: NWIS HY007 Arsenic, geologic,CF hydride AAS; ; Welsch, E.P., Crock, J.G., and Sanzolone, Richard, 1990, Trace level determination of arsenic and selenium using continuous-flow hydride generation atomic absorption spectrophotometry (HG-AAS), in Arbogast, B.F., ed., Quality assurance manual for the Branch of Geochemistry, U.S. Geological Survey: U.S. Geological Survey Open-File Report 90-668, p. 38-45. [USGS-GD GA02090] OR Hageman, P.L., and Welsch, Eric, 1996, Arsenic, antimony, and selenium by flow injection or continuous flow-hydride generation-atomic absorption spectrophotometry, in Arbogast, B.F., ed., Analytical Methods for the Mineral Resource Surveys Program: U.S. Geological Survey Open-File Report 96-525, p. 24-30. [USGS-GD A011] OR Welsch, E.P., Crock, J.G., and Sanzolone, Richard, 1990, Trace level determination of arsenic and selenium using continuous-flow hydride generation atomic absorption spectrophotometry (HG-AAS), in Arbogast, B.F., ed., Quality assurance manual for the Branch of Geochemistry, U.S. Geological Survey: U.S. Geological Survey Open-File Report 90-668, p. 38-45. [USGS-GD A020]; ; |  |  | 2/5/2018 1:53:44 PM
743372 | BLCACURE_HY008 | Antimony, bed, hydride AA, GD | 11NPSWRD_WQX | Geologic Division, AA, hydride generation, Antimony, <63 micrometer field-sieved, BTM Procedure ID from NWIS import: NWIS HY008 Antimony, bed, hydride AA, GD; 1996; Analytical Methods for the Mineral Resource Surveys Program; U.S. Geological Survey Open-File Report 96-525; 248 p. |  |  | 2/5/2018 1:53:44 PM
743409 | BLCACURE_IC003 | Fluoride, wf, IC | 11NPSWRD_WQX | Ion chrom Fluoride Procedure ID from NWIS import: NWIS IC003 Unknown; 19--; No Cite - Method Not Cited; Unknown; Vol -- |  |  | 2/5/2018 1:55:28 PM
743391 | BLCACURE_NTRAN | Gage height, non-subm pres trans | 11NPSWRD_WQX | Gage height, non-submersible pressure transducer Procedure ID from NWIS import: NWIS NTRAN Unknown; 19--; No Cite - Method Not Cited; Unknown; Vol -- |  |  | 2/5/2018 1:54:17 PM
743405 | BLCACURE_PHM01 | Ortho-PO4, wf, DA phos/mol (NWQL) | 11NPSWRD_WQX | Orthophosphate in filtered water by discrete analyzer phosphomolybdate formation and colorimetry (NWQL Lab Code 3118; formerly Mcode 00048) Procedure ID from NWIS import: NWIS PHM01 Murphy, J. and Riley, J.P.; 1962; A modified single solution method for the determination of phosphate in natural waters; Analytica Chimica Acta; Vol. 27, p. 31-36 |  |  | 2/5/2018 1:55:28 PM
743368 | BLCACURE_PHOS1 | Laser phosphorim, dir (Eberline) | 11NPSWRD_WQX | Laser-induced phosphorimetry, direct (analysis by Eberline Services) Procedure ID from NWIS import: NWIS PHOS1 Unknown; 19--; No Cite - Method Not Cited; Unknown; Vol -- |  |  | 2/5/2018 1:53:36 PM
743371 | BLCACURE_PLA02 | Elements, geologic, by ICP-AES | 11NPSWRD_WQX | Elemental analysis of <63 micrometer field-sieved geologic material by inductively coupled plasma-atomic emission spectrometry Procedure ID from NWIS import: NWIS PLA02 Elements, geologic, by ICP-AES; ; Briggs, P.H., 1996, Forty elements by inductively coupled plasma-atomic emission spectrometry, in Arbogast, B.F., ed., Analytical Methods for the Mineral Resource Surveys Program: U.S. Geological Survey Open-File Report 96-525, p. 77-94. [USGS-GD E011] OR Briggs, Paul, 1990, Elemental analysis of geologic material by inductively coupled plasma-atomic emission spectrometry, in Arbogast, B.F., ed., Quality assurance manual for the Branch of Geochemistry, U.S. Geological Survey: U.S. Geological Survey Open-File Report 90-668, p. 83-90. [USGS-GD GE01090] OR Briggs, Paul, 1990, Elemental analysis of geologic material by inductively coupled plasma-atomic emission spectrometry, in Arbogast, B.F., ed., Quality assurance manual for the Branch of Geochemistry, U.S. Geological Survey: U.S. Geological Survey Open-File Report 90-668, p. 83-90. [USGS-GD E010]; ; |  |  | 2/5/2018 1:53:44 PM
743416 | BLCACURE_Q-EST | Discharge, estimated | 11NPSWRD_WQX | Discharge, estimated Procedure ID from NWIS import: NWIS Q-EST Unknown; 19--; No Cite - Method Not Cited; Unknown; Vol -- |  |  | 2/5/2018 2:00:16 PM
743390 | BLCACURE_QADCP | Discharge, measured, ADCP | 11NPSWRD_WQX | Discharge, measured, acoustic doppler current profiler from moving boat Procedure ID from NWIS import: NWIS QADCP Discharge, measured, ADCP; ; USGS OF 01-1; ; |  |  | 2/5/2018 1:54:17 PM
743394 | BLCACURE_QSCMM | Discharge, meas., midsection | 11NPSWRD_WQX | Discharge, measured, midsection method Procedure ID from NWIS import: NWIS QSCMM Discharge, meas., midsection; ; USGS TWRI 3-A8; ; |  |  | 2/5/2018 1:54:19 PM
743393 | BLCACURE_QSTGQ | Discharge, stg-disch rating | 11NPSWRD_WQX | Discharge, stage-discharge rating curve method Procedure ID from NWIS import: NWIS QSTGQ Discharge, stg-disch rating; ; USGS TWRI 3-A10; ; |  |  | 2/5/2018 1:54:17 PM
743400 | BLCACURE_RED02 | Konelab Nitrate Reductase method | 11NPSWRD_WQX | Nitrate + nitrite, filtered water, enzymatic reduction, Griess Reaction colorimetry, automated discrete analyzer, low range Procedure ID from NWIS import: NWIS RED02 Unknown; 19--; No Cite - Method Not Cited; Unknown; Vol -- |  |  | 2/5/2018 1:54:22 PM
743396 | BLCACURE_RP | Gage height, reference point | 11NPSWRD_WQX | Gage height, tape up or tape down from reference point Procedure ID from NWIS import: NWIS RP Gage height, reference point; ; USGS TWRI 3-A7; ; |  |  | 2/5/2018 1:54:20 PM
743412 | BLCACURE_SED02 | Dry sieve | 11NPSWRD_WQX | Dry sieve Procedure ID from NWIS import: NWIS SED02 Unknown; 19--; No Cite - Method Not Cited; Unknown; Vol -- |  |  | 2/5/2018 1:55:49 PM
743384 | BLCACURE_SED10 | Sediment conc by filtration | 11NPSWRD_WQX | Sediment concentration measurement by filtration Procedure ID from NWIS import: NWIS SED10 Unknown; 19--; No Cite - Method Not Cited; Unknown; Vol -- |  |  | 2/5/2018 1:53:58 PM
743413 | BLCACURE_SED16 | Sediment conc from size analysis | 11NPSWRD_WQX | Sediment concentration measurement results from size analysis Procedure ID from NWIS import: NWIS SED16 Unknown; 19--; No Cite - Method Not Cited; Unknown; Vol -- |  |  | 2/5/2018 1:55:49 PM
743388 | BLCACURE_SHC02 | Ammonia, wf, DA sal/hypo (NWQL) | 11NPSWRD_WQX | Ammonia in filtered water by discrete analyzer salicylate-hypochlorite reaction and colorimetry (NWQL Lab Code 3116; formerly Mcode 00048) Procedure ID from NWIS import: NWIS SHC02 Harfmann, R.G. and Crouch, S.R.; 1989; Kinetic study of Berthelot reaction steps in the absence and presence of coupling reagents; Talanta; Vol. 36, p. 261-269. |  |  | 2/5/2018 1:54:15 PM
743395 | BLCACURE_STAFF | Gage height, staff gage | 11NPSWRD_WQX | Gage height, staff gage Procedure ID from NWIS import: NWIS STAFF Gage height, staff gage; ; USGS TWRI 3-A7; ; |  |  | 2/5/2018 1:54:19 PM
743387 | BLCACURE_THM01 | Temperature, water, thermister | 11NPSWRD_WQX | Temperature, water, thermistor thermometer Procedure ID from NWIS import: NWIS THM01 Temperature, water, thermister; ; Temperature, in National field manual for the collection of water-quality data; U.S. Geological Survey Techniques of Water-Resources Investigations; bk 9, ch A6.1 |  |  | 2/5/2018 1:54:15 PM
743380 | BLCACURE_TT030 | Carbonate carbon, geo, coulometr | 11NPSWRD_WQX | Carbonate carbon in geologic materials by coulometric titration Procedure ID from NWIS import: NWIS TT030 Carbonate carbon, geo, coulometr; ; Brandt, Elaine; Aruscavage, Phillip; and Papp, Clara, 1990, Determination of carbonate carbon in geologic materials by coulometric titration, in Arbogast, B.F., ed., Quality assurance manual for the Branch of Geochemistry, U.S. Geological Survey: U.S. Geological Survey Open-File Report 90-668, p. 68-72. [USGS-GD GC01090] OR Brandt, Elaine; Aruscavage, Phillip; and Papp, Clara, 1990, Determination of carbonate carbon in geologic materials by coulometric titration, in Arbogast, B.F., ed., Quality assurance manual for the Branch of Geochemistry, U.S. Geological Survey: U.S. Geological Survey Open-File Report 90-668, p. 68-72. [USGS-GD C010] OR Papp, Clara; Brandt, Elaine; and Aruscavage, Phillip, 1996, Carbonate carbon by coulometric titration, in Arbogast, B.F., ed., Analytical Methods for the Mineral Resource Surveys Program: U.S. Geological Survey Open-File Report 96-525, p. 60-66. [USGS-GD C011]; ; |  |  | 2/5/2018 1:53:44 PM
743406 | BLCACURE_TT056 | Alkalinity, Gran, Hach titrator | 11NPSWRD_WQX | Alkalinity, Gran titration, Hach digital titrator Procedure ID from NWIS import: NWIS TT056 Alkalinity, Gran, Hach titrator; ; [USGS NFM 6.6]; ; |  |  | 2/5/2018 1:55:28 PM
743403 | BLCACURE_TT061 | Alkalinity, inflection-point titration method (incremental titration method), Hach digital titrator | 11NPSWRD_WQX | Alkalinity, inflection-point titration method (incremental titration method), Hach digital titrator Procedure ID from NWIS import: NWIS TT061 Alkalinity, inflection-point titration method (incremental titration method), Hach digital titrator; ; [USGS NFM 6.6]; ; |  |  | 2/5/2018 1:54:22 PM
743426 | BLCACURE_USGS_GAGE | Discharge Obtained from a Nearby USGS Streamflow Gage | 11NPSWRD_WQX | Unknown; 19--; No Cite - Method Not Cited; Unknown; Vol -- |  |  | 2/5/2018 1:54:22 PM
743415 | BLCACURE_USGS_NFM_7. | U.S. Geological Survey National Field Manual 7.4.1B Collecting Ancillary Data | 11NPSWRD_WQX | Hambrook Berkman, J.A., and Canova, M.G.; 2007; Algal biomass indicators (ver. 1.0) in U.S. Geological Survey Techniques of Water-Resources Investigations; U.S. Geological Survey; Book 9, Chap A7, 7.4 |  |  | 2/5/2018 1:56:58 PM
743425 | BLCACURE_USGS_NWIS_A | Computation by NWIS algorithm | 11NPSWRD_WQX | Computation by NWIS algorithm Procedure ID from NWIS import: NWIS ALGOR Computation by NWIS algorithm; ; Algorithms for calculated parameters, in User's Manual for the National Water Information System of the U.S. Geological Survey--Water-Quality System; ; |  |  | 2/5/2018 1:53:34 PM
743411 | BLCACURE_V-EST | Stream velocity, estimated | 11NPSWRD_WQX | Stream velocity, estimated Procedure ID from NWIS import: NWIS V-EST Stream velocity, estimated; ; USGS National Field Manual; ; |  |  | 2/5/2018 1:55:29 PM
743419 | BLCACURE_VADCP | Stream velocity, ADCP | 11NPSWRD_WQX | Stream velocity, acoustic doppler current profiler Procedure ID from NWIS import: NWIS VADCP Stream velocity, ADCP; ; USGS OF 01-1; ; |  |  | 2/5/2018 2:01:23 PM
743404 | BLCACURE_VADV | Stream velocity, ADV | 11NPSWRD_WQX | Stream velocity, acoustic doppler velocimeter Procedure ID from NWIS import: NWIS VADV Unknown; 19--; No Cite - Method Not Cited; Unknown; Vol -- |  |  | 2/5/2018 1:55:28 PM
743418 | BLCACURE_VIPAA | Stream Velocity measured with a Price AA meter with polymer cups | 11NPSWRD_WQX | Stream Velocity measured with a Price AA meter with polymer cups Procedure ID from NWIS import: NWIS VIPAA Unknown; 19--; No Cite - Method Not Cited; Unknown; Vol -- |  |  | 2/5/2018 2:01:15 PM
743408 | BLCACURE_VPAA | Stream velocity, Price AA | 11NPSWRD_WQX | Stream velocity, Price AA meter Procedure ID from NWIS import: NWIS VPAA Unknown; 19--; No Cite - Method Not Cited; Unknown; Vol -- |  |  | 2/5/2018 1:55:28 PM
744734 | BLRI_UVA_ANC_2PT_MAN | 2-point manual titration with pH meter and electrode | 11NPSWRD_WQX | Two-point Gran titration with 100 ml open-system samples and 0.005 N HCl titrant. Titration endpoints were approximately pH 4.5 and 4.2 (un-stirred). Within-aliquot stability (<= 0.01 units/min.) was obtained for endpoint determinations. Samples were manually swirled to mix titrant. American Public Health Association (APHA); 1985; Method 403: Alkalinity - Standard Methods for the Examination of Water and Wastewater; New York: American Public Health Association; 16th Edition |  |  | 4/17/2018 11:29:48 AM
744744 | BLRI_UVA_ANC_PH_M809 | ANC and pH with the Metrohm 809 titration system | 11NPSWRD_WQX | Open-air, unstirred pH measurement and open-air, stirred ANC (Acid Neutralizing Capacity) Gran titration using Metrohm 809 titration system USEPA; 1987; Handbook of Methods for Acid Deposition Studies: Laboratory Analysis for Surface Water Chemistry.; USEPA; EPA 600/4-87-026 |  |  | 4/17/2018 11:29:48 AM
744736 | BLRI_UVA_ANIONS_IC | Ion chromotography with the Dionex Model 14 IC for SO4, Cl, NO3 | 11NPSWRD_WQX | Dionex Model 14 Ion Chromatograph; HPIC AS14 Separator Column; HPIC AG14 Guard Column; AMMS Anion Micro-Membrane Suppressor. Simultaneous determination by ion chromatography. Injection volume: 200 μl. Eluent: 1.5 mL 4.8 mM Na2CO3/0.6mM NaHCO3/minute. Regenerant: 3-4 ml 0.035 N H2SO4/minute. U.S. EPA Office of Ground Water and Drinking Water/Technical Support Center; 1997; Methods for the Determination of Organic and Inorganic Compounds in Drinking Water, Volume 1 (EPA/815-R-00-014): EPA Method 300.1: Determination of Inorganic Anions in Drinking Water by Ion Chromatography; U.S. EPA; EPA/815-R-00-014 |  |  | 4/17/2018 11:29:48 AM
744735 | BLRI_UVA_CATIONS_AA | Atomic absorption analysis with the Thermo Jarrell Ash Model Smith-Hieftje 22 for Ca, Mg, Na, K | 11NPSWRD_WQX | Thermo Jarrell Ash AA/AE Spectrophotometer Model Smith-Hieftje 22. Flame atomic absorption spectro-photometry. Li/La added to aliquot. U.S. EPA National Exposure Research Laboratory (NERL) [formerly EMSL]; 1971, Rev. 1974; Methods for the Chemical Analysis of Water and Wastes (MCAWW) (EPA/600/4-79/020): Calcium by Flame AA (Method 215.1), Magnesium by Flame AA (Method 242.1), Potassium by Flame AA (Method 258.1), Sodium by Flame AA (Method 273.1); U.S. EPA; EPA/600/4-79/020 |  |  | 4/17/2018 11:29:48 AM
744740 | BLRI_UVA_CND_2PT_IC1 | calculated conductivity by manual titration, IC#1, and AA | 11NPSWRD_WQX | for <MDL substitute 0.5*MDL for <LQL substitute 0.5*(MDL+LQL) assume HCO3- = max(0, ANC) Steve Paulsen; 1997; Environmental Monitoring and Assessment Program: Integrated Quality Assurance Project Plan for Surface Waters Research Activities; U.S. Environmental Protection Agency: Office of Research and Development; n/a |  |  | 4/17/2018 11:29:48 AM
744750 | BLRI_UVA_CND_MET_IC2 | calculated conductivity by Metrohm and IC#2 | 11NPSWRD_WQX | for <MDL substitute 0.5*MDL for <LQL substitute 0.5*(MDL+LQL) assume HCO3- = max(0, ANC) Steve Paulsen; 1997; Environmental Monitoring and Assessment Program: Integrated Quality Assurance Project Plan for Surface Waters Research Activities; U.S. Environmental Protection Agency: Office of Research and Development; n/a |  |  | 4/17/2018 11:29:49 AM
744742 | BLRI_UVA_CNR_2PT_IC1 | ratio of conductivity by UVA_CND_2PT_IC1 to measured conductivity | 11NPSWRD_WQX | for <MDL substitute 0.5*MDL for <LQL substitute 0.5*(MDL+LQL) assume HCO3- = max(0, ANC) Steve Paulsen; 1997; Environmental Monitoring and Assessment Program: Integrated Quality Assurance Project Plan for Surface Waters Research Activities; U.S. Environmental Protection Agency: Office of Research and Development; n/a |  |  | 4/17/2018 11:29:48 AM
744751 | BLRI_UVA_CNR_MET_IC2 | ratio of conductivity by UVA_CND_MET_IC2 to measured conductivity | 11NPSWRD_WQX | for <MDL substitute 0.5*MDL for <LQL substitute 0.5*(MDL+LQL) assume HCO3- = max(0, ANC) Steve Paulsen; 1997; Environmental Monitoring and Assessment Program: Integrated Quality Assurance Project Plan for Surface Waters Research Activities; U.S. Environmental Protection Agency: Office of Research and Development; n/a |  |  | 4/17/2018 11:29:49 AM
744745 | BLRI_UVA_CON_VWR_MAN | Conductivity procedure using a VWR-brand NIST traceable digital conductivity meter w/ ATC | 11NPSWRD_WQX | VWR-brand (manufactured by Control Company) NIST Traceable digital conductivity meter with automatic temperature compensation to 25 degrees C. Digital meter and conductivity probe. Readings obtained at ambient lab temperature (about 23 deg. C). American Public Health Association (APHA); 2005; Method 2510: Conductivity - Standard Methods for the Examination of Water and Wastewater; New York: American Public Health Association; 21st Edition |  |  | 4/17/2018 11:29:48 AM
744741 | BLRI_UVA_CON_YSI_MAN | Conductivity procedure using a YSI-brand conductivity meter | 11NPSWRD_WQX | Conductivity measurement using YSI Model 31 conductivity bridge American Public Health Association (APHA); 2005; Method 2510: Conductivity - Standard Methods for the Examination of Water and Wastewater; New York: American Public Health Association; 21st Edition |  |  | 4/17/2018 11:29:48 AM
744746 | BLRI_UVA_IONS_IC | Ion chromatography with Dionex ICS-3000/Chromeleon for Mg, Na, Ca, K, SO4, NO3, Cl, and NH4 | 11NPSWRD_WQX | Quantification of anions (Cl, NO3, SO4) and cations (Ca, K, Mg, Na, NH4) using Dionex ICS-3000 with Chromeleon software. Anions: U.S. EPA Cations: ASTM International; An:1997 Cat:2003; Anions: EPA Method 300.1: Determination of Inorganic Anions in Drinking Water by Ion Chromatography. Cations: ASTM Method D 6919-03: Determination of Dissolved Alkali and Alkaline Earth Cations and Ammonium in Water and Wastewater by Ion Chromatography.; Anions: EPA/815-R-00-014 Cations: Annual Book of ASTM Standards, Section 11; An: V1 Cat: V11.02 |  |  | 4/17/2018 11:29:48 AM
744733 | BLRI_UVA_LAB_PH_MAN | pH meter with electrode for manual lab pH measurement | 11NPSWRD_WQX | Potentiometric measurement with unstirred open-system samples. Within-aliquot stability (<= 0.01 units/min.) and sequential-aliquot agreement (<= 0.03 units difference) obtained for all readings. American Public Health Association (APHA); 1998; Method 4500-H+B: pH Value in Water by Potentiometry - Standard Methods for the Examination of Water and Wastewater; New York: American Public Health Association; 20th Edition |  |  | 4/17/2018 11:29:48 AM
744739 | BLRI_UVA_RAT_2PT_IC1 | sum of anions by IC1 and manual 2-point titration / sum of cations by AA | 11NPSWRD_WQX | see ANIONS_IC, CATIONS_AA IONRATIO=(Cl+NO3+SO4+ANC)/(Ca+Mg+Na+K) for individual ion values<MDL substitute 0.5*MDL for individual ion values<LQL substitute 0.5*(MDL+LQL) Unknown; 19--; No Cite - Method Not Cited; Unknown; Vol -- |  |  | 4/17/2018 11:29:48 AM
744747 | BLRI_UVA_RAT_MET_IC2 | IONRATIO by IC2 and Metrohm titration | 11NPSWRD_WQX | see IONS_IC IONRATIO=(Cl+NO3+SO4+ANC)/(Ca+Mg+Na+K+NH4) for <MDL substitute 0.5*MDL for <LQL substitute 0.5*(MDL+LQL) Unknown; 19--; No Cite - Method Not Cited; Unknown; Vol -- |  |  | 4/17/2018 11:29:48 AM
744737 | BLRI_UVA_SAA_2PT_IC1 | sum of acid anions by IC1 and 2-point manual titration | 11NPSWRD_WQX | see ANIONS_IC SAA=Cl+NO3+SO4+ANC for <MDL substitute 0.5*MDL for <LQL substitute 0.5*(MDL+LQL) Unknown; 19--; No Cite - Method Not Cited; Unknown; Vol -- |  |  | 4/17/2018 11:29:48 AM
744748 | BLRI_UVA_SAA_MET_IC2 | SAA by IC2 and Metrohm titration | 11NPSWRD_WQX | see IONS_IC SAA=Cl+NO3+SO4+ANC for <MDL substitute 0.5*MDL for <LQL substitute 0.5*(MDL+LQL) Unknown; 19--; No Cite - Method Not Cited; Unknown; Vol -- |  |  | 4/17/2018 11:29:48 AM
744738 | BLRI_UVA_SBC_AA | sum of base cations by AA | 11NPSWRD_WQX | see CATIONS_AA SBC=Ca+Mg+NA+K for <MDL substitute 0.5*MDL for <LQL substitute 0.5*(MDL+LQL) Unknown; 19--; No Cite - Method Not Cited; Unknown; Vol -- |  |  | 4/17/2018 11:29:48 AM
744749 | BLRI_UVA_SBC_IC2 | sum of base cations by IC2 | 11NPSWRD_WQX | see IONS_AA SBC=Ca+Mg+NA+K+NH4 for <MDL substitute 0.5*MDL for <LQL substitute 0.5*(MDL+LQL) Unknown; 19--; No Cite - Method Not Cited; Unknown; Vol -- |  |  | 4/17/2018 11:29:49 AM
744743 | BLRI_UVA_SILICA_TCON | Technicon procedure for silica | 11NPSWRD_WQX | Colorimetric detection by molybdate blue technique with the Technicon Autoanalyzer II. American Public Health Association (APHA); 2005; Method 4500-SiO2 - Standard Methods for the Examination of Water and Wastewater; New York: American Public Health Association; 21st Edition |  |  | 4/17/2018 11:29:48 AM
213411 | BLS 228 | CUSTOM GC/MS SCREEN | 21ARIZ_WQX |  |  |  | 5/12/2016 3:20:27 AM
743232 | BLS 228 | BLS 228 | AZDEQ_SW |  |  |  | 2/21/2018 10:53:58 AM
132242 | BLS 273 | BLS 273 - PESTICIDES (LC/MS COMPOUNDS) | 21ARIZ_WQX |  |  |  | 12/4/2015 11:43:06 AM
132876 | BLS 274 | BLS 274- PESTICIDES (GC/MS COMPOUNDS) | 21ARIZ_WQX |  |  |  | 12/4/2015 11:43:06 AM
261854 | BLS 82 | TOTAL RESIDUE | 21ARIZ_WQX |  |  |  | 5/12/2016 3:29:36 AM
741454 | BLS 82 | BLS 82 | AZDEQ_SW |  |  |  | 9/24/2018 10:38:35 AM
741387 | BLS-21 | BLS-21 | AZDEQ_SW |  |  |  | 1/23/2019 10:09:28 AM
213387 | BLS-21 | HARDNESS, CALCULATED | 21ARIZ_WQX |  |  |  | 5/12/2016 2:52:41 AM
116250 | BLS-256 | SUSPENDED SEDIMENT CONCENTRATION | 21ARIZ_WQX |  |  |  | 5/12/2016 2:52:40 AM
741389 | BLS-256 | BLS-256 | AZDEQ_SW |  |  |  | 2/26/2019 9:34:00 AM
735724 | BM101 | Versar Mesozooplankton Biomass Determination Protocol-1984 To 1998 | CBP_WQX |  |  |  | 11/3/2017 3:18:05 PM
739937 | BM101 | Versar Mesozooplankton Biomass Determination Protocol-1984 To 1998 | WQXTEST |  |  |  | 11/3/2017 12:00:00 AM
739938 | BM101B | Versar Mesozooplankton Biomass Estimation Protocol- 1999 To 2002 | WQXTEST |  |  |  | 11/6/2017 12:00:00 AM
735725 | BM101B | Versar Mesozooplankton Biomass Estimation Protocol- 1999 To 2002 | CBP_WQX |  |  |  | 11/6/2017 8:56:47 AM
735755 | BM101E | BM101E | CBP_WQX |  |  |  | 11/6/2017 8:56:47 AM
739968 | BM101E | BM101E | WQXTEST |  |  |  | 11/6/2017 12:00:00 AM
735726 | BM102 | ODU Mesozooplankton Biomass | CBP_WQX |  |  |  | 11/3/2017 3:17:54 PM
739939 | BM102 | ODU Mesozooplankton Biomass | WQXTEST |  |  |  | 11/3/2017 12:00:00 AM
739930 | BM201 | Versar Tidal Benthic Biomass Determination Protocol | WQXTEST |  |  |  | 11/8/2017 12:00:00 AM
735717 | BM201 | Versar Tidal Benthic Biomass Determination Protocol | CBP_WQX |  |  |  | 11/8/2017 3:37:15 PM
739931 | BM202 | Versar Tidal Benthic Biomass Estimation Protocol | WQXTEST |  |  |  | 11/8/2017 12:00:00 AM
735718 | BM202 | Versar Tidal Benthic Biomass Estimation Protocol | CBP_WQX |  |  |  | 11/8/2017 3:37:07 PM
735719 | BM203 | ODU Tidal Benthic Biomass Determination Protocol | CBP_WQX |  |  |  | 5/22/2017 9:13:32 AM
739932 | BM203 | ODU Tidal Benthic Biomass Determination Protocol | WQXTEST |  |  |  | 5/22/2017 12:00:00 AM
739933 | BM204 | Versar Tidal Benthic Group Biomass Determination Protocol | WQXTEST |  |  |  | 11/8/2017 12:00:00 AM
735720 | BM204 | Versar Tidal Benthic Group Biomass Determination Protocol | CBP_WQX |  |  |  | 11/8/2017 3:37:06 PM
561094 | BM_RBP | Benthic Macroinvertebrate RBP, multi-habitat, 1m | 21GAEPD_WQX | EPA RBP (Inverts) Multi-habitat ~ EPA-OW ; Benthic Macroinvertebrates |  | http://epd.georgia.gov/sites/epd.georgia.gov/files/related_files/site_page/Macroinvertebrate_Wadeable_Streams.pdf | 4/28/2017 8:30:09 AM
730192 | BM_WET | North Carolina Multi-Habitat Wetland Method | 21GAEPD_WQX | North Carolina Multi-Habitat Wetland Collection Method (mostly leaf packs are collected, but if other habitats available will collect); uses the 200 Canton Subsampling Method for sorting; uses the Wadeable Stream Macro Method for Identification. |  |  | 3/3/2016 1:11:10 PM
558899 | BNA | Base Neutrals Acids | R10BOOMSNUB | Possibly METHODS FOR ORGANIC CHEMICAL ANALYSIS OF MUNICIPAL AND INDUSTRIAL WASTEWATER METHOD 625—BASE/NEUTRALS AND ACIDS or SW846 Method 8270 |  |  | 12/5/2014 2:15:34 PM
558827 | BNASIM | Base Neutrals Acids Selected Ion Monitoring | R10BOOMSNUB | Base Neutrals Acids Selected Ion Monitoring |  |  | 12/5/2014 12:29:36 PM
551997 | BOD | Biochemical Oxygen Demand | 21FLMANA_WQX |  |  |  | 7/2/2014 8:43:03 AM
555385 | BOD Sample Procedure | BOD Sample | CT_DEP01_WQX | Standard Sampling Procedure (Field) for collecting BOD, DO, NOX values. |  |  | 10/23/2014 12:15:38 PM
187282 | BP-USGS | BP-USGS | R10BUNKER |  |  |  | 6/28/2011 12:50:45 PM
5053 | BREVELCMS | Brevetoxin in water by LCMS | USEPA | BreveLCMS ~ EPA-OW ; Brevetoxin in water by LCMS |  | https://www.nemi.gov/methods/method_summary/10926/ | 7/31/2013 12:00:00 AM
257449 | Bunker_USGS | Bunker_USGS Analytical Methods | BUNKER_USGS | U.S. Geological Survey analytical methods used for EPA Bunker Hill Coeur d'Alene Basin Superfund site sampling and field measurements |  |  | 9/28/2011 1:29:57 PM
739940 | BV101 | Versar Mesozooplankton Settled Volumes | WQXTEST |  |  |  | 11/3/2017 12:00:00 AM
735727 | BV101 | Versar Mesozooplankton Settled Volumes | CBP_WQX |  |  |  | 11/3/2017 3:18:05 PM
735955 | BV101E | Versar Mesozooplankton Settled Volumes Enumeration Protocol | CBP_WQX | Versar Mesozooplankton Settled Volumes |  |  | 11/6/2017 8:56:47 AM
739970 | BV101E | Versar Mesozooplankton Settled Volumes Enumeration Protocol | WQXTEST | Versar Mesozooplankton Settled Volumes |  |  | 11/6/2017 12:00:00 AM
2350 | C-001-1 | Alkalinity of Water by Titration | USEPA |  |  |  | 8/12/2006 11:50:00 PM
2351 | C-002-1 | COD by Open Reflux | USEPA |  |  |  | 8/12/2006 11:50:00 PM
2352 | C-003-1 | Anions by Ion Chromatography | USEPA |  |  |  | 8/12/2006 11:50:00 PM
2353 | C-004-1 | Total Hardness by Colorimetry | USEPA |  |  |  | 8/12/2006 11:50:00 PM
2354 | C-005-1 | Oil and Grease by Extraction/Gravimetry | USEPA |  |  |  | 8/12/2006 11:50:00 PM
2355 | C-006-1 | Total Dissolved Solids in Water | USEPA |  |  |  | 8/12/2006 11:50:00 PM
2356 | C-007-1 | Total Organic Carbon in Water | USEPA |  |  |  | 8/12/2006 11:50:00 PM
2357 | C-008-1 | Total Suspended Solids in Water | USEPA |  |  |  | 8/12/2006 11:50:00 PM
2358 | C-01 | Carbon-14 in Aqueous Samples | USEPA |  |  |  | 8/12/2006 11:50:00 PM
2359 | C-010-1 | Soil Extractable Organics by Gravimetry | USEPA |  |  |  | 8/12/2006 11:50:00 PM
2360 | C-011-1 | Soil % Moisture by Gravimetry | USEPA |  |  |  | 8/12/2006 11:50:00 PM
2361 | C-012-1 | Free Liquid in Wastes by Filtration | USEPA |  |  |  | 8/12/2006 11:50:00 PM
2362 | C-013-1 | Soil pH | USEPA |  |  |  | 8/12/2006 11:50:00 PM
2363 | C-014-1 | Specific Gravity of Soil | USEPA |  |  |  | 8/12/2006 11:50:00 PM
2364 | C-015-1 | Total Carbon in Soil by Combustion | USEPA |  |  |  | 8/12/2006 11:50:00 PM
2365 | C-017-1 | Water Level Measurement in Wells | USEPA |  |  |  | 8/12/2006 11:50:00 PM
2366 | C-018-1 | Controlled Pumping Test in Wells | USEPA |  |  |  | 8/12/2006 11:50:00 PM
2367 | C-019-1 | Slug Test for Hydraulic Conductivity | USEPA |  |  |  | 8/12/2006 11:50:00 PM
59571 | C. dubia WET | 7 Day C. dubia Survival and Reproduction | HI301H_WQX | WET test using EPA 1000.2, USEPA. October 2002. Short-term Methods for Estimating the Chronic Toxicity of Effluents and Receiving Waters to Freshwater Organisms. Fourth Edition, U.S. Environmental Protection Agency, Office of Water, Washington, DC EPA/821/R02/013 |  |  | 1/14/2015 1:00:08 PM
739528 | C01 | C01 | WQXTEST |  |  |  | 3/7/2017 12:00:00 AM
733435 | C01 | C01 | CBP_WQX |  |  |  | 3/7/2017 4:10:40 PM
739514 | C01A | C01A | WQXTEST |  |  |  | 1/17/2017 12:00:00 AM
733397 | C01A | C01A | CBP_WQX |  |  |  | 1/17/2017 8:06:50 AM
739768 | C01A~NO23F | Calculated By Addition At Region VADEQ/NRO | WQXTEST |  |  |  | 10/3/2017 12:00:00 AM
734491 | C01A~NO23F | Calculated By Addition At Region VADEQ/NRO | CBP_WQX |  |  |  | 10/3/2017 10:41:31 AM
734327 | C01~NO3F | CALCULATED NO3F (SUBMITTED TO CBPO) | CBP_WQX | Nitrite, Filtered |  |  | 10/3/2017 10:40:59 AM
739633 | C01~NO3F | CALCULATED NO3F (SUBMITTED TO CBPO) | WQXTEST | Nitrite, Filtered |  |  | 10/3/2017 12:00:00 AM
762511 | C136 | Standard Test Method for Sieve Analysis of Fine and Coarse Aggregates | ASTM | https://www.astm.org/Standards/C136.htm |  |  | 6/21/2018 1:00:27 PM
732165 | C29 | ASTM C29 | EPA_GLNPO |  | C29 |  | 7/5/2017 12:27:18 PM
565898 | CA LUFT | STATE OF CALIFORINA TOTAL FUEL HYDROCARBONS LUFT | 21ARIZ_WQX |  |  |  | 11/25/2015 12:07:47 PM
1234 | CA-01 | Calcium - AA Spectrometry | USDOE/EML |  |  |  | 8/12/2006 11:50:00 PM
131952 | CA-01 | Calcium - AA Spectrometry | KAWNATON_WQX | null | null |  | 1/30/2014 11:55:35 AM
1235 | CA-02 | Calcium - Titration | USDOE/EML |  |  |  | 8/12/2006 11:50:00 PM
5159 | CAB-EC-1-2001 | Benthic Invertebrate sample collection; 3 minute kicknet in wadeable streams | ENVCANADA-NWRI | CAB-EC-1-2001 ~ EnvCanada-NWRI ; Benthic Invertebrate sample collection; 3 minute kicknet in wadeable streams |  | https://www.nemi.gov/methods/method_summary/9511/ | 7/31/2013 12:00:00 AM
763385 | CABR_ARM67M_N | Nitrate and Nitrite by a Modification of Armstrong et al. 1967 with Skalar SanPlus Continuous-Flow AutoAnalyzer | 11NPSWRD_WQX | A modification of the Armstrong procedure is used for the analysis of nitrate plus nitrite (Armstrong, F.A.J., Stearns, C.A., and Strickland, J.D.H. 1967. The measurement of upwelling and subsequent biological processes by means of the Technicon Autoanalyzer and associated equipment. Deep-Sea Research 14:381-389). For this analysis, the seawater sample is passed through a cadmium reduction column where nitrate is quantitatively reduced to nitrite. Sulfanilamide is introduced to the sample stream followed by N-(1-naphthyl)ethylenediamine dihydrochloride which couples to form a red azo dye. The stream is then passed through a 50mm flowcell and the absorbance measured at 540nm. The same technique is employed for nitrite analysis, except the cadmium column is not present, and a 50mm flowcell is used for measurement. Nitrate concentration is calculated by subtracting the nitrite value from the combined Nitrate + Nitrite (N+N) value. Nutrient analyses (phosphate, silicate, nitrate+nitrite and nitrite) are performed on a Skalar SanPlus continuous-flow AutoAnalyzer. Nutrient samples are drawn into 40 ml polypropylene, screw-capped centrifuge tubes. The tubes are cleaned with 10% HCl and rinsed with deionized water prior to use. Samples arrive frozen and are kept frozen until the day of analysis when they are thoroughly thawed and brought to room temperature. |  |  | 11/2/2018 1:52:56 PM
763384 | CABR_ARM67_SIO2 | Silicate by Armstrong et al. 1967 with Skalar SanPlus Continuous-Flow AutoAnalyzer | 11NPSWRD_WQX | Silicate is analyzed using the technique of Armstrong, et al. 1967. SUMMARY: An acidic solution of ammonium molybdate is added to a seawater sample to produce silicomolybdic acid which is then reduced to silicomolybdous acid (a blue compound) following the addition of stannous chloride. Tartaric acid is also added to impede PO4 color interference. The sample is passed through a 50mm flowcell and the absorbance measured at 820nm. Nutrient analyses (phosphate, silicate, nitrate+nitrite and nitrite) are performed on a Skalar SanPlus continuous-flow AutoAnalyzer. Nutrient samples are drawn into 40 ml polypropylene, screw-capped centrifuge tubes. The tubes are cleaned with 10% HCl and rinsed with deionized water prior to use. Samples arrive frozen and are kept frozen until the day of analysis when they are thoroughly thawed and brought to room temperature. |  |  | 11/2/2018 1:52:56 PM
763386 | CABR_BER67M_PO4 | Phosphate by a Modification of Bernhardt and Wilhelms 1967 with Skalar SanPlus Continuous-Flow AutoAnalyzer | 11NPSWRD_WQX | Phosphate is analyzed using a modification of the Bernhardt and Wilhelms technique (Bernhardt, H., and Wilhelms, A. 1967. The continuous determination of low level iron, soluble phosphate and total phosphate with the AutoAnalyzer. Technicon Symposia, I, pp. 385-389). An acidic solution of ammonium molybdate is added to the sample to produce phosphomolybdic acid, then reduced to phosphomolybdous acid (a blue compound) following the addition of dihydrazine sulfate. The reaction product is heated to approximately 55C to enhance color development, then passed through a 50mm flowcell and the absorbance measured at 820m. Nutrient analyses (phosphate, silicate, nitrate+nitrite and nitrite) are performed on a Skalar SanPlus continuous-flow AutoAnalyzer. Nutrient samples are drawn into 40 ml polypropylene, screw-capped centrifuge tubes. The tubes are cleaned with 10% HCl and rinsed with deionized water prior to use. Samples arrive frozen and are kept frozen until the day of analysis when they are thoroughly thawed and brought to room temperature. |  |  | 11/2/2018 1:52:56 PM
762834 | CABR_BMIE1 | City of San Diego Benthic Macroinvertebrate Identification and Enumeration 2001-2002 | 11NPSWRD_WQX | All organisms were sorted from the debris into major taxonomic groups by a subcontractor (MEC Analytical Systems, Inc., Carlsbad, California) then identified to species or the lowest taxon possible and enumerated by City of San Diego marine biologists. |  |  | 10/15/2018 4:23:30 PM
762833 | CABR_BMIE2 | City of San Diego Benthic Macroinvertebrate Identification and Enumeration 2003-2009 | 11NPSWRD_WQX | All organisms were sorted from the debris into major taxonomic groups by a subcontractor then identified to species or the lowest taxon possible and enumerated by City of San Diego marine biologists. |  |  | 10/15/2018 3:45:44 PM
763330 | CABR_BPTCP_TMAA | BPTCP Trace Metals by Atomic Absorption | 11NPSWRD_WQX | Samples were analyzed by furnace atomic absorption on a Perkins-Elmer Zeeman 3030 Atomic Absorption Spectrophotometer, with an AS60 auto sampler, or a flame Atomic Absorption Perkins Elmer model 2280. |  |  | 11/2/2018 1:21:40 PM
763331 | CABR_BPTCP_TOCC | BPTCP Total Organic Carbon by Combustion | 11NPSWRD_WQX | Prior to analysis samples were dried at 60 degrees Celsius for approximately 48 hours. A modification of the high temperature combustion method, utilizing a Wheatstone bridge current differential, was used in a Control Equipment Co. 440 Elemental Analyzer to determine carbon concentrations. The method is comparable to USEPA method MARPCPN I. |  |  | 11/2/2018 1:21:40 PM
763332 | CABR_BPTCP_TOGS | BPTCP Trace Organics by Gas Chromograph with Capillary Column | 11NPSWRD_WQX | Samples were analyzed on a Hewlett-Packard 5890 series gas chromatograph utilizing capillary columns and electron capture detection. |  |  | 11/2/2018 1:21:40 PM
763334 | CABR_BWTF_BACT | Blue Water Task Force Bacterial Analyses of Coastal Waters | 11NPSWRD_WQX | The bacterial analyses were conducted by procedures outlined in Surfrider Foundation - Blue Water Task Force's Coastal Water Quality Monitoring Manual, version 1.4, June 2003, which are based on IDEXX Colilert-18 Presence/Absence test using the 115V Model 2X Quanti-tray Sealer and Colilert Comparator. |  |  | 11/2/2018 1:25:06 PM
763335 | CABR_BWTF_FIELD | Blue Water Task Force Field Parameters | 11NPSWRD_WQX | Field parameters such as weather, water and air temperature, and wave height were estimated by the Surfrider Foundation - Blue Water Task Force volunteers, mostly surfers. |  |  | 11/2/2018 1:25:07 PM
763336 | CABR_CHROM_HEX | Hexavalent Chromium in Wastewater | 11NPSWRD_WQX | Water samples were filtered through 0.4 micron membrane filters, then treated with 5 ml of 5% sodium diethyldithiocarbamate at a pH of 3.6, the samples were then extracted into 5 ml of methyl isobutyl ketone. Samples were then analyzed with an atomic absorption spectrophotometer fitted with a carbon rod atomizer. |  |  | 11/2/2018 1:25:40 PM
763337 | CABR_CHROM_PAR | Particulate Chromium in Wastewater | 11NPSWRD_WQX | Water samples were filtered through 0.4 micron membrane filters. The chromium that remained on the filter was extracted by heating at 80 to 90 C for two hours with 4 N nitric acid solutions and the extract was then analyzed with an atomic absorption spectrophotometer fitted with a carbon rod atomizer. |  |  | 11/2/2018 1:25:40 PM
763338 | CABR_CHROM_TOT | Total Chromium in Wastewater | 11NPSWRD_WQX | Water samples were filtered through 0.4 micron membrane filters and injected directly into the graphite furnace without pretreatment. |  |  | 11/2/2018 1:25:40 PM
763339 | CABR_CHROM_TRI | Trivalent Chromium in Wastewater | 11NPSWRD_WQX | Water samples were filtered through 0.4 micron membrane filters. 50 ml samples were then mixed with 2 mg Fe(III). After the precipitates were collected by filtration the chromium was dissolved into 10 ml of 1 N HNO3 solution and quantified on an atomic absorption spectrophotometer fitted with a carbon rod atomizer. |  |  | 11/2/2018 1:25:40 PM
762835 | CABR_DEM_FISH | City of San Diego Demersal Fish Identification and Enumeration | 11NPSWRD_WQX | Trawl catches were brought on board for sorting and inspection. All organisms were identified to species or to the lowest taxon possible. If an animal could not be identified in the field, it was returned to the laboratory for further identification. The total number of individuals and the total biomass (wet weight, kg) were recorded for each species of fish. Biomass information of each taxon was collected by weighing each group in pre-weighed buckets with spring scales that were calibrated in the morning. Additionally, each fish was inspected for the presence of external parasites or physical anomalies (e.g., tumors, fin erosion, discoloration) and measured to the nearest centimeter according to standard protocols. If debris was present in any of the trawls, it was described on the datasheet and the weight was recorded. All organisms were returned to the sea as quickly as possible. |  |  | 10/15/2018 4:47:03 PM
763387 | CABR_DFM_BACT | Bacterial Abundance by DAPI Staining and Direct Fluorescence Microscopy | 11NPSWRD_WQX | To measure bacterial abundance, water samples were preserved in 1% glutaraldehyde, stained with DAPI (4,6-Diamidino-2-phenylindole) and number of bacterial cells cells were determined by direct fluorescent microscopy. Detection limits depend upon the amount of water filtered. |  |  | 11/2/2018 1:52:56 PM
763341 | CABR_ENTEROC_UN | Enterococci by Standard Methods 19th Edition, Method 9230C or EPA 1600 | 11NPSWRD_WQX | Enterococcus bacteria densities were determined by one of two methods: American Public Health Association's 19th edition (1995) of Standard Methods for the Examination of Water and Wastewater, Method 9230 - Fecal Streptococcus and Enterococcus Groups, Section C - Membrane Filter Techniques, or Messer and Dufour's 1997 EPA publication of Method 1600: Membrane Filter Test Method for Enterococci in Water (EPA-821-R-97-004). The method number was not specified by the source. |  |  | 11/2/2018 1:26:36 PM
763388 | CABR_EPIF_BGA | Blue-Green Algae Density by Epifluorescence Microscopy | 11NPSWRD_WQX | Cell numbers of photosynthetic cyanobacteria were determined on aliquots of formaldehyde-preserved samples by epi-fluorescence microscopical analysis. Synechococcus contain phycobiliproteins that fluoresce yellow under blue light, and permitted reasonable estimates of cell numbers in spite of the high non-living particulate load in the samples. Detection limits depend upon the amount of water filtered. |  |  | 11/2/2018 1:52:56 PM
763389 | CABR_FILGRA_TSS | Total Suspended Solids by Filtration and Gravimetric Procedure | 11NPSWRD_WQX | Subsamples from the composites collected for total suspended solids were analyzed by filtering approximately 900 ml through predried and preweighed glass fiber filters (1.2 um nominal pore size). The filters were rinsed with deionized water to remove dissolved salts then dried and weighed to determine the mass of the filtered solids. |  |  | 11/2/2018 1:52:56 PM
763390 | CABR_HH78_CAPA | Chlorophyll a and Pheophytin a by Holm-Hansen and Riemann 1978 with Turner Designs Fluorometer | 11NPSWRD_WQX | Chlorophyll a and pheophytin a were determined by procedures specified in Holm-Hansen and Riemann 1978. SUMMARY: Water samples of 100 ml were obtained from the carboy and filtered through 25 mm diameter Whatman GF/F glass fiber filters at differential vacuum of 25 cm Hg or less. The filters were placed in 15 ml polypropylene screw cap centrifuge tubes (Corning 25319-15) with screw caps and maintained at < 20 C until time of analysis at Scripps Institution of Oceanography (SIO). Photosynthetic pigments were extracted by immersion of the filters in 10 ml of absolute methanol. After storage in the dark for 2-3 hours, the tubes were shaken vigorously and then centrifuged for 2-3 minutes at top speed in a clinical centrifuge. The supernatant was poured into a glass cuvette test tube (13 x 100 mm) and the fluorescence measured in a Turner Designs fluorometer (using both the model #700 and the GT model #10-005R). Readings were taken before and after addition of two drops of 1.0 N HCl, so that chlorophyll-a and phaeophytin concentrations can be calculated. The fluorometer had been calibrated using purified chlorophyll-a standards, and the calibration checked before and after processing each batch of samples by use of a coproporphyrin standard. All data are entered onto appropriate forms, from which the data are entered into the computer for analysis. Detection limits depend upon the amount of water filtered, but with 100 ml samples, the detection limit would be about 0.01 mg chlorophyll-a per cubic meter of sea water. |  |  | 11/2/2018 1:52:56 PM
763391 | CABR_KOR69M_NH4 | Ammonium by a Modification of Koroleff 1970 with Skalar SanPlus Continuous-Flow AutoAnalyzer | 11NPSWRD_WQX | Ammonium was analyzed via the Berthelot reaction in which hypochlorous acid and phenol react with ammonium in an alkaline solution to form indophenol blue. The sample was passed through a 50 mm flowcell and measured at 640nm. This method is a modification of the procedure by Koroleff (Koroleff, F. 1969. Direct determination of ammonia in natural waters as Indophenol Blue. Int. Con. Explor. Sea, C.M. C:9.; Koroleff, F. 1970. The previous paper revised, Int. Con. Explor. Sea, Information on techniques and methods for sea water analysis. Interlab Report No. 3, 19-22). Nutrient analyses (phosphate, silicate, nitrate+nitrite and nitrite) are performed on a Skalar SanPlus continuous-flow AutoAnalyzer. Nutrient samples are drawn into 40 ml polypropylene, screw-capped centrifuge tubes. The tubes are cleaned with 10% HCl and rinsed with deionized water prior to use. Samples arrive frozen and are kept frozen until the day of analysis when they are thoroughly thawed and brought to room temperature. |  |  | 11/2/2018 1:52:56 PM
762836 | CABR_MEGABEN | City of San Diego Megabenthic Invertebrate Identification and Enumeration | 11NPSWRD_WQX | Trawl catches were brought on board for sorting and inspection. All organisms were identified to species or to the lowest taxon possible. If an animal could not be identified in the field, it was returned to the laboratory for further identification. The total number of individuals was also recorded for each species of invertebrate. Due to the small size of most organisms, invertebrate biomass was typically measured as a composite wet weight (kg) of all species combined; however, large or exceptionally abundant species were weighed separately. |  |  | 10/15/2018 4:47:03 PM
762771 | CABR_NPS_IZCIRC | CABR Intertidal Zone Circular Plots for Size Frequency Distribution of Giant Owl Limpets | 11NPSWRD_WQX | The sampling method used in this part of the Cabrillo National Monument Intertidal Zone study is circular plots (size frequency measurements), and is repeated in the three zones, with 6 circular plots (3 on the cliffs and 3 on the boulders). Due to some individual situations (replacing plots that have broken off, adding plots to track recovery of disturbance) there can be different numbers of plots in some zones. Monitoring occurs twice per year, in the spring (February-April) and fall (October-December); ideally, sampling should occur in March and November. A season of activities usually takes 2-4 sampling days, depending on the number and experience of volunteers, the weather and tide conditions, and if there are any unforeseen equipment failures. Monitoring is scheduled on the lowest possible tides with at least one day with a -1.0 tide. Depending on the number of volunteers, the ideal numbers of people in teams are at least 2 for plot finding and 2 measurers and 1 recorder for the circular plots. Circular plots are marked with a single central bolt. On every sampling day, park staff completed a field log documenting basic environmental data. To collect abundance and size- frequency distribution data, all Lottia gigantea (giant owl limpets) in a 1 m radius circle of a single central bolt were measured. This is done by attaching a 1 m length of line (or a precut measuring tape) to the bolt, and swinging the line around the bolt while carefully searching the area for limpets. Be sure to check under all cracks and crevices, between mussels and other organisms, and under patches of algae, as limpets can be quite cryptic and fouled with other organisms. A small flashlight can be quite helpful. All owl limpets that can be touched with the tape, regardless of the bumps and dips between the bolt and the limpet, are considered inside the circle. This includes those underneath the ridges?if they can be touched by the tape, they are in the circle. Measure limpets to the nearest 1 mm with metal calipers, call out the measurement to a recorder, and mark the limpet with forestry crayon to avoid double measurement. Limpets smaller than 15 mm should not be measured and recorded because they are difficult to identify correctly. Be sure to check the calipers carefully?the zero mark can be located in different places leading to different ways of reading them. If a limpet is hard to measure because of its location (i.e. deep in a crevice), estimate its size using the back or end of the calipers; never remove a limpet from the rock. If there is more than one measurer, use two different colors of crayon to check each other?s work. Each recorder should start on opposite ends of the plot and work on separate semicircles and then switch to check each other. As the measurers call out numbers, the recorder should repeat back the numbers and then make a tick mark on the logsheet next to the size (cross after every five tick marks). At the end of the plot, the recorder should tally up the number of limpets in each size class (e.g. to avoid confusion, write and circle 2 next to two tick marks?, which could be confused for 11) as well as the total number of limpets in the plot. It is often more comfortable for both measurers and recorders to use foam gardening pads to sit and lean on while working on circular plots. It is crucial that all measurers receive some training on limpet identification prior to measuring limpets, and that at least one member of each team is highly experienced in identification. All data were collected on paper datasheets. Since 1998, new datasheets have been developed in order to ease record keeping in the field. Earlier datasheets can be found on file at the Park. Despite the format changes, the information recorded on the different datasheet versions has remained consistent over the study period. |  |  | 10/15/2018 5:18:08 PM
762772 | CABR_NPS_IZTIME | CABR Intertidal Zone Timed Searches For Black Abalone and Ochre Seastars | 11NPSWRD_WQX | Species that are rare or potentially absent from the Cabrillo National Monuments intertidal zone are difficult to sample with transects of a reasonable, workable size. For these species, sampling effort is standardized by time rather than space. Timed searches and censuses are conducted separately in each zone, and these techniques do not require the establishment of permanent plots. Timed searches were conducted to target black abalone (Haliotis cracherodii) and ochre sea stars (Pisaster ochraceus), although other sea star and abalone species were always counted when encountered. Sampling was conducted twice per year by a team of park staff and volunteers. In each zone, one person spent 30 minutes looking for abalone and sea stars in habitat that is commonly inhabited by those animals. The standard of effort is 30 person-minutes in each zone, and occasionally 2 people would look for 15 minutes each. This provides time-standardized presence/absence data. The entire zone could be considered an irregular plot and the search effort is limited by time. The searcher should bring copies of the site maps with them to circle the approximate area searched. This will provide some rough information about search area. Although these timed searches are designed to target black abalone and ochre sea stars, all species of abalone and sea stars are recorded when encountered. Urchin observations are always noted as well. Other species of interest can be noted when found, although not at the expense of looking for abalone and sea stars. The search should be done close to low tide by someone with familiarity with the species and their habits. The searcher should focus on abalone and sea star habitat and be prepared to get a little wet. Wander throughout the lower intertidal, looking under ledges, rocks, and at the bases of boulders. Use a small waterproof flashlight to aid the search. Measure and record any species listed on the log sheet. Measure the maximum shell length of abalone. For sea stars, measure from the end of the longest leg to the center of the disk. For urchins, measure the diameter of the test (the body underneath the spines). It is acceptable to estimate the size of urchins, especially if many are found or if they are deep in crevices. Do not spend a lot of time measuring urchins. Record the habitat and other observations about the species. Other species found can be noted on the sheet, but the focus of the search should be abalone and sea stars. At the end of the search, place zeros next to all species that were searched for but not found. The approximate area searched should be circled on a copy of the site map. This site map can be included with the log sheet hardcopies. |  |  | 10/15/2018 5:46:30 PM
763376 | CABR_OSTL_UNKN | CABR Water Temperature by Onset Stowaway Temperature Logger | 11NPSWRD_WQX | For the Cabrillo National Monument area, water temperature was recorded by an Onset Stowaway Temperature Logger of unknown model number. A large rock beyond the low tide line was selected in each zone and a bolt or metal loop was anchored into the rock. Zip ties were used to attach the datalogger to the bolt or metal loop. The datalogger was submerged and collected water temperature data continuously until data were downloaded and/or the datalogger was exchanged. Gaps in the data were from failure of the batteries, datalogger, computer, or mount; or incorrect settings or timing by researcher. Minimum, maximum, and mean values from the data was calculated at a later time. |  |  | 11/2/2018 1:52:55 PM
763377 | CABR_OSTTL_UNKN | CABR Water Temperature by Onset Stowaway Tidbit Temperature Logger | 11NPSWRD_WQX | For the Cabrillo National Monument area, water temperature was recorded by an Onset Stowaway Tidbit Temperature Logger of unknown model number. A large rock beyond the low tide line was selected in each zone and a bolt or metal loop was anchored into the rock. Zip ties were used to attach the datalogger to the bolt or metal loop. The datalogger was submerged and collected water temperature data continuously until data were downloaded and/or the datalogger was exchanged. Gaps in the data were from failure of the batteries, datalogger, computer, or mount; or incorrect settings or timing by researcher. Minimum, maximum, and mean values from the data was calculated at a later time. |  |  | 11/2/2018 1:52:55 PM
763333 | CABR_POLK_GRAIN | Folk Sediment Grain Size Determination | 11NPSWRD_WQX | The procedure used combined wet and dry sieve techniques to determine particle size of sediment samples. Methods follow those of Folk (1974). |  |  | 11/2/2018 1:21:41 PM
763392 | CABR_QIAM96_DOC | Dissolved Organic Carbon by Qian & Mopper 1996 with General Oceanics MQ 1001 HTC TOC Analyzer | 11NPSWRD_WQX | Dissolved organic carbon (DOC) was measured according to the specifications in Qian and Mopper 1996 with a General Oceanics MQ 1001 high-temperature combustion (HTC) total organic carbon (TOC) analyzer. Sodium phthalate was used to make the standards. |  |  | 11/2/2018 1:52:56 PM
762828 | CABR_SBE13DO | Seabird Model SBE-13 Dissolved Oxygen Sensor Field Dissolved Oxygen Measurement | 11NPSWRD_WQX | A Seabird model SBE-13 Dissolved Oxygen Sensor attached to either a Seabird SBE-25 or SBE-9 CDT unit was used to measure dissolved oxygen. |  |  | 10/15/2018 3:42:52 PM
762829 | CABR_SBE18PH | Seabird Model SBE-18 pH Sensor Field pH Measurement | 11NPSWRD_WQX | A Seabird model SBE-18 pH Sensor attached to either a Seabird SBE-25 or SBE-9 CDT unit was used to measure pH. |  |  | 10/15/2018 3:42:52 PM
762826 | CABR_SBE3TEMP | Seabird Model SBE-3 Temperature Sensor Field Temperature Measurement | 11NPSWRD_WQX | A Seabird model SBE-3 Temperature Sensor attached to either a Seabird SBE-25 or SBE-9 CDT unit was used to measure temperature. |  |  | 10/15/2018 3:42:02 PM
762830 | CABR_SBE4_C-S | Seabird Model SBE-4 Conductivity Sensor Salinity Field Measurement | 11NPSWRD_WQX | A Seabird model SBE-4 Conductivity Sensor attached to either a Seabird SBE-25 or SBE-9 CDT unit was used to measure conductivity and then the conductivity values were converted to salinity using the Seasoft software output portion of the program. |  |  | 10/15/2018 3:42:52 PM
762831 | CABR_SENSO_P-D | Sensometrics Model SP91PFS-500A Pressure Sensor Field Density Measurement | 11NPSWRD_WQX | A Sensometrics model SP91PFS-500A Pressure Sensor attached to either a Seabird SBE-25 or SBE-9 CDT unit was used to measure necessary parameters and the values are converted to density using the Seasoft software output portion of the program. |  |  | 10/15/2018 3:42:52 PM
763365 | CABR_TSMP_LIPID | TSMP Lipid Content in Fish Tissue (Rasmussen 1995) | 11NPSWRD_WQX | Lipid content in the 1992-1993 samples of fish tissue was determined for the Toxic Substances Monitoring Program (TSMP) as outlined by Rasmussen 1995 in 'Toxic Substances Monitoring Program 1992-93 Data Report.' As synthetic organic concentrations in organisms may vary with lipid content, it is customary to provide lipid data when reporting tissue concentrations. A thoroughly homogenized sample weighing approximately 5 g (wet weight) is macerated and dried with anhydrous granular Na2SO4. The dried sample is transferred to a blender with 150 ml of petroleum ether and blended for 2 minutes at high speed. The liquid is vacuum filtered into a 250 ml filter flask through a 10 cm Buchner funnel containing Whatman no. 1 filter paper. The sample is blended once more with an additional 150 ml of petroleum ether and filtered. The filtrate is concentrated to approximately 25 ml with heat (steam bath) and nitrogen steam. The remaining filtrate is then quantitatively transferred into a 50 ml pre-weighed planchet. The petroleum ether is evaporated, the planchet containing the residue is reweighed, and the percent lipid is calculated. |  |  | 11/2/2018 1:28:44 PM
763366 | CABR_TSMP_OCH | TSMP Organic Chlorinated Hydrocarbons by Gas Chromatography (Rasmussen 1995) | 11NPSWRD_WQX | Organic chlorinated hydrocarbons were determined in the 1992-1993 fish tissue samples for the Toxic Substances Monitoring Program (TSMP) as outlined by Rasmussen 1995 in 'Toxic Substances Montoring Program 1992-93 Data Report.' A Varian Model 3500 gas chromatograph equipped with a model 8035 autosampler, temperature programmable on column injector, and dual 63Ni electron capture detectors was used. A 5 meter J&W DB5 fused silica capillary pre-column is connected to the temperature programmable injector, the column effluent is split using a press fit Y-connector to a 60 meter J&W DB5 and a 60 meter J&W DB17 column. The DB5 and DB17 columns are connected to the electron capture detectors. All three columns have a 0.25 mm I.D. and a 25 um liquid phase thickness. Helium was used as the carrier gas at a linear velocity of 35 cm/sec and nitrogen was used as the detector makeup gas at a flow of 25 ml/min. Chromatographic data were acquired and processed with a Hewlett-Packard Chem-Station, version A.03.02. All samples were analyzed using a single injection for each extract under the following conditions. Injector temperature program is as follows. Initial temperature = 70 oC, Program rate = 300 oC/min, Final temperature = 280oC, and Final temperature hold time = 70 min. Column temperature program is as follows. Initial temperature = 70oC, Program rate 1 = 15oC/min to 210oC, Program 1 hold time = 10 min, Program rate 2 = 2oC/min to 280oC, and Final temperature hold time = 11 min. The Detector temperature was 330oC. |  |  | 11/2/2018 1:28:44 PM
763370 | CABR_TSMP_PPL | TSMP Pesticides, PCBs, and Lipids by Capillary Gas Chromatography with Electron Capture Detector (Rasmussen 2003) | 11NPSWRD_WQX | The procedure for analyzing pesticides, PCBs, and lipids in the 1998-2000 tissue samples from the Toxic Substances Monitoring Program (TSMP) was outlined by Rasmussen 2003 in 'Draft of Appendix U - Field and Laboratory Operations, from Toxic Substances Monitoring Program 1996-2000 Data Report Draft.' Samples were analyzed on a Hewlett-Packard 6890 Plus Gas Chromatograph utilizing capillary columns and electron capture detection (GC/ECD). A single 3 uL splitless injection is directed onto two 60m x 0.25mm I.D. columns of different polarity (DB-17 & DB-5; J&W Scientific) using a glass Y-splitter to provide a two dimensional confirmation of each analyte. |  |  | 11/2/2018 1:28:44 PM
763395 | CABR_USN3_CU2 | Copper by USN MESC Trace Metal Analyzer at pH 2 | 11NPSWRD_WQX | Copper (Cu) species were measured by a trace metal analyzer (TMA) as part of the USN SpaWar Marine Environmental Survey Capability (MESC) system. An automated gold (Au) film and a potentiometric stripping analysis technique at pH 2 provided results for dissolved and colloidal copper species combined. For measurements made at pH 2, approximately 3 ml of unfiltered water from the flow-through system were brought into an analysis cell where hydrochloric acid was added (to pH 2) to aid in separating the metal ions from the organic complexing matrix and transferring to the Au-film. Dissolved and colloidal copper were plated onto the Au-film using a potential of -0.4 V for 60 s, then stripped off at a constant 2-uA current. Serial additions of a copper standard were made with each run to quantify the amount of metal present in the seawater sample. The nominal sampling interval for the analysis was 7 min. |  |  | 11/2/2018 1:52:56 PM
763396 | CABR_USN3_CU8 | Copper by USN MESC Trace Metal Analyzer at pH 8 | 11NPSWRD_WQX | Copper (Cu) species were measured by a trace metal analyzer (TMA) as part of the USN SpaWar Marine Environmental Survey Capability (MESC) system. An automated mercury (Hg) film and a potentiometric stripping analysis technique at pH 8 provided results for dissolved species, which includes Cu complexed with strong chelating ligands such as ethylenediamine. Data from the pH 8 instrument were only collected during August 2000, after which the TMA was dedicated to underway measurements of zinc. For the pH 8 analysis, approximately 3 ml of unfiltered water from the MESC's flow-through system was brought into an analysis cell where sodium citrate and mercuric chloride were added to aid in the transfer of metal ions to the Hg-film, but no adjustment was made to the pH of the solution (ambient pH approximately 8). Dissolved copper was plated onto the Hg-film using a potential of -1.1 V for 120 s, then stripped off at a constant 2-uA current. Ethylenediamine was added to the cell just before stripping to promote the oxidation of copper. Serial additions of a Cu standard were made with each run to quantify the amount of metal present in the seawater sample. The nominal sampling interval for the analysis was 9 min. The method detection limit for the TMA is 11 nM. |  |  | 11/2/2018 1:52:56 PM
763397 | CABR_USN3_ZN2 | Zinc by USN MESC Trace Metal Analyzer at pH 2 | 11NPSWRD_WQX | Zinc (Zn) species were measured by a trace metal analyzer (TMA) as part of the USN SpaWar Marine Environmental Survey Capability (MESC) system. An automated mercury (Hg) film and a potentiometric stripping analysis technique at pH 8 provided results for dissolved species, which includes copper. Copper data from the pH 8 instrument were only collected during August 2000, after which the TMA was dedicated to underway measurements of zinc at pH 2. |  |  | 11/2/2018 1:52:57 PM
762832 | CABR_WET_FL-CHL | Wet Star Fluorometer Chlorophyll Field Measurement | 11NPSWRD_WQX | A WETLabs Inc. WETStar fluorometer is used to measure the chlorophyll a concentration by measuring the fluorescence emission of an in-situ sample. |  |  | 10/15/2018 3:42:52 PM
762827 | CABR_WET_TRANS | C-Star Transmissometer Field Measurement | 11NPSWRD_WQX | A WETLabs Inc. C-Star Transmissometer is used to measure the light transmittance at a single wavelength over a known path of an in-situ sample. |  |  | 10/15/2018 3:42:03 PM
763409 | CACO_10107041A | Nitrate/Nitrite (Cadmium Reduction Method) | 11NPSWRD_WQX | Lachat Instruments QuikChem Method 10-107-04-1-A |  |  | 11/2/2018 1:56:09 PM
763411 | CACO_10107043B | Total Nitrogen Inline Persulfate Digestion | 11NPSWRD_WQX |  |  |  | 11/2/2018 1:56:29 PM
763401 | CACO_10107061C | Ammonium, Phenolate Method | 11NPSWRD_WQX | Determination of Ammonia by Flow Injection Analysis Colorimetry. Adapted from Lachat QuickChem Method 10-107-06-1-A. Note: EDTA is added to the sample in-line in order to prevent precipitation of calcium and magnesium ions. |  |  | 11/2/2018 1:55:15 PM
763399 | CACO_10115011F | Total Phosphorus: Acid Persulfate Digestion | 11NPSWRD_WQX | Adapted from Lachat QuikChem method #10-115-01-1-F. |  |  | 11/2/2018 1:55:15 PM
763404 | CACO_10511001A | IC ? Anions, Chloride, Sulfates, (rapid determination) | 11NPSWRD_WQX |  |  |  | 11/2/2018 1:55:17 PM
763400 | CACO_31107041BC | Total Nitrogen Nitrates/Nitrites Method | 11NPSWRD_WQX | Adapted from Lachat method# 31-107-04-1-B or C. |  |  | 11/2/2018 1:55:15 PM
763402 | CACO_31115011G | Orthophosphates | 11NPSWRD_WQX | Adapted from Lachat method # 31-115-01-1-G. |  |  | 11/2/2018 1:55:15 PM
763403 | CACO_ALKPH_TITR | Kettle Pond Monitoring - pH and Alkalinity Titrations | 11NPSWRD_WQX |  |  |  | 11/2/2018 1:55:17 PM
763405 | CACO_CATIONS | Cations, Atomic Absorption Spectrometry | 11NPSWRD_WQX |  |  |  | 11/2/2018 1:55:17 PM
763410 | CACO_CHLORO_A | Spectrophotometric Determination of Chlorophyll | 11NPSWRD_WQX | Adapted from Standard Method #10200 H. |  |  | 11/2/2018 1:56:16 PM
763418 | CACO_DO_WINK_75 | DO by Winkler Titration in 1975 | 11NPSWRD_WQX |  |  |  | 11/2/2018 2:01:36 PM
763414 | CACO_DO_YSIWINK | DO by YSI or Winkler Titration | 11NPSWRD_WQX | DO by YSI DO probe or Winkler Titration. See CACO_YSI_DO and CACO_WINK_DO for details. |  |  | 11/2/2018 1:58:04 PM
763417 | CACO_FE2+ | Ferrous Iron, Ferrozine Method | 11NPSWRD_WQX | Method adapted from Ferrozine Method. |  |  | 11/2/2018 2:00:03 PM
763407 | CACO_LICOR | Light Transmittance in Water Column | 11NPSWRD_WQX | One LICOR sensor is attached at the surface of the water and the other is lowered with the YSI 6820 through the water column--percent light detected at each meter through the water column (to the bottom) is recorded. See CACO Kettle Pond Water Quality Monitoring Protocol. |  |  | 11/2/2018 1:55:44 PM
763415 | CACO_LVLFROMMSL | Well Water Level Measured From Mean Sea Level | 11NPSWRD_WQX |  |  |  | 11/2/2018 1:59:25 PM
763416 | CACO_PHOTOMETER | Protomatic Photometer | 11NPSWRD_WQX | Measures underwater illuminance. A photocell points vertically upwards for incident light while a second photocell is directed vertically downwards for reflected-scattered light |  |  | 11/2/2018 1:59:32 PM
763406 | CACO_WINK_DO | DO by Winkler Titration | 11NPSWRD_WQX |  |  |  | 11/2/2018 1:55:27 PM
740889 | CAL06 | CAL06 | AZDEQ_SW |  |  |  | 8/9/2017 6:09:08 PM
547666 | CALC | Nitrogen, mixed forms (NH3)+(NH4)+organic+(NO2)+(NO3) | 21FLCOSP_WQX |  |  |  | 2/23/2018 4:31:52 PM
565206 | CALC | Total Nitrogen by Calculation | MORONGO1_WQX | Total nitrogen found by the sum of nitrate-nitrite and kjeldahl nitrogen. |  |  | 1/31/2019 7:29:38 PM
109588 | CALC | Total Nitrogen | 21FLAVON_WQX | Total nitrogen all types calculation |  |  | 4/11/2016 4:54:42 PM
110521 | CALC | Calculated Value from other known results | USACOEND |  |  |  | 4/7/2015 2:16:31 PM
561748 | CALC RADON 222 | Radon 222 - Method Unidentified | R10MIDNITE |  |  |  | 4/1/2015 6:22:37 PM
530195 | calc01 | calcNO3NO3_C01 | MDDNR | Calculated using the equations NO3_N = NO23_N(F) - NO2_N(F) or NO3_N = NO23_N(W) - NO2_N(W). |  |  | 6/14/2013 9:38:56 AM
530196 | calc02 | calcNO3_C01 | MDDNR | Calculated using the equations NO3_N = NO23_N(F) - NO2_N(F) or NO3_N = NO23_N(W) - NO2_N(W). |  |  | 6/14/2013 9:39:22 AM
530197 | calc03 | calcPC_C01 | MDDNR | Calculated using the equation POC = TOC - DOC. |  |  | 6/14/2013 9:40:13 AM
530198 | calc04 | calcPN_C01 | MDDNR | Calculated using the equation PON = TKNW - TKNF. |  |  | 6/14/2013 9:40:51 AM
530199 | calc05 | calcPP_C01 | MDDNR | Calculated using the equations PP = TPW - TDPF or PP = TPW - TDPW. |  |  | 6/14/2013 9:41:31 AM
530200 | calc06 | calcTDN_C01 | MDDNR | Calculated using the equations TDNW = TKNF + NO23F or TDNW = TKNW + NO23W. |  |  | 6/14/2013 9:42:06 AM
530202 | calc07 | calcTN_C02 | MDDNR | Calculated using the equations TNW = TKNW + NO23W or TNW = TKNF + NO23F. |  |  | 10/24/2013 3:48:55 AM
530203 | calc08 | calcTN_C01 | MDDNR | Calculated using the equations TNW = PON + TDNF or TNW = PON + TDNW. |  |  | 10/17/2014 3:29:19 PM
530204 | calc09 | calcTNTN_C01 | MDDNR | Calculated using the equations TNW = PON + TDNF or TNW = PON + TDNW. |  |  | 10/28/2013 11:50:45 PM
530201 | calc10 | calcTOC_C01 | MDDNR | Calculated using the equation TOCW = POC + DOC |  |  | 10/28/2013 9:10:04 PM
530205 | calc11 | calcTP_C01 | MDDNR | Calculated using the equations TPW = PHOSP + TDPF or TPW = PHOSP + TDPW. |  |  | 10/17/2014 3:29:19 PM
530206 | calc12 | calcTPTP_C01 | MDDNR | Calculated using the equations TPW = PHOSP + TDPF or TPW = PHOSP + TDPW. |  |  | 10/28/2013 11:50:46 PM
530368 | calc13 | calcNO3_CO1 | MDDNR | Calculated using the equations NO3_N = NO23_N(F) - NO2_N(F) or NO3_N = NO23_N(W) - NO2_N(W). |  |  | 7/6/2018 2:20:47 PM
530386 | calc14 | calcNO3CO1 | MDDNR | Calculated using the equations NO3_N = NO23_N(F) - NO2_N(F) or NO3_N = NO23_N(W) - NO2_N(W). |  |  | 10/29/2013 1:22:34 AM
530359 | calc15 | calcPC_C01 | MDDNR | Calculated using the equation POC = TOC - DOC. |  |  | 10/24/2013 3:48:55 AM
530360 | calc16 | calcPN_C01 | MDDNR | Calculated using the equation PON = TKNW - TKNF. |  |  | 10/28/2013 11:50:45 PM
530361 | calc17 | calcPP_C01 | MDDNR | Calculated using teh equations PP = TPW - TDPF or PP = TPW - TDPW. |  |  | 10/28/2013 11:50:45 PM
530362 | calc18 | calcTDN_101 | MDDNR | Nitrate concentration is determined using an Auto Analyzer. |  |  | 10/7/2014 7:48:24 AM
530363 | calc19 | calcTDN_C01 | MDDNR | Calculated using the equations TDNW = TKNF + NO23F or TDNW = TKNW + NO23W. |  |  | 10/24/2013 3:48:55 AM
530364 | calc20 | calcTOC_101 | MDDNR | Formation of CO2 by catalytic combustion is measured directly by an infrared detector, |  |  | 10/24/2013 3:48:55 AM
530365 | calc21 | calcTP_101 | MDDNR | Sample is heated in sufuric solution. The residue is cooled, diluted & placed on an Auto Analyzer. |  |  | 10/28/2013 11:50:46 PM
734463 | CALCDENS | CALCDENS | HALEYALDRICH | Density |  |  | 3/1/2017 11:34:35 AM
2917 | CalCOFI | Augmented Cruises - Picoplankton and Bacteria: Abundance and Biomass | CCE |  |  |  | 12/20/2012 11:50:00 PM
19781 | CALCULATED | CALCULATED | MEDEP_WQX |  |  |  | 2/5/2016 4:43:47 PM
530090 | Calculated | Calculated | SALTCHUCK_WQX | Calculated value |  |  | 4/16/2013 3:31:15 PM
565907 | Calculated | Calculation for Total N | SIR_WQX | Calculation for Total N by Western Environmental Testing Laboratory (WET) |  |  | 12/15/2015 11:01:13 AM
564896 | Calculated | Calculated | ASPECT_WQX | Calculated |  |  | 5/7/2015 1:48:32 PM
551982 | Calculated | DRBC | DRBC |  |  |  | 6/25/2014 2:48:14 PM
109998 | Calculated | Calculated - Sodium Adsorption Ratio | FORTPECK |  |  |  | 9/13/2018 12:19:53 PM
743206 | Calculated | Calculated analytes | OREGONDEQ |  |  |  | 1/17/2019 12:19:12 PM
64147 | Calculated | Calculated | BUNKER_WQX | Calculated value. |  |  | 5/9/2014 6:18:43 PM
763861 | Calculated | Calculated from individual analytes | NJDEP_DSREH |  |  |  | 11/26/2018 4:43:23 PM
565493 | CALCULATED CR3 | TRIVALENT CHROMIUM CALCULATED ( TOTAL [6010B] - CR6 [SM 350 | 21ARIZ_WQX |  |  |  | 11/25/2015 5:14:16 PM
109518 | CALCULATED WHO2005 | WORLD HEALTH ORGANIZATION'S 2005 PROJECT FOR THE R | MEDEP_WQX |  |  |  | 12/2/2014 9:19:28 AM
511159 | Calculation | Calculation | CHIPCREE_WQX | This is used by Energy lab for "Nitrogen, inorganic" |  |  | 8/3/2017 7:33:59 PM
560737 | Calculation | Calculation | TABLEMOUNTAINRANCHERIA_WQX | Calculations based off of existing characteristics within the same Activity |  |  | 1/5/2015 4:45:10 PM
488211 | Calculation | Calculation | MHA_NATN |  |  |  | 10/8/2018 2:04:33 PM
734658 | calculation | calculation for Nitrogen | SOKAOGON_WQX | calculation for Nitrogen from historic data |  |  | 3/30/2017 2:34:57 PM
764451 | Calculation | Calculation | CTEPO_WQX | For Calculations done at Babcock labs |  |  | 12/12/2018 5:15:57 PM
764589 | CALCULATION | CALCULATION | AZDEQ_WPD |  |  |  | 2/7/2019 9:12:02 AM
565814 | Calculation | Calculation | NTHRNUTE | Laboratory Method ID for Calculation(s) of a characteristic |  |  | 11/2/2018 9:21:37 AM
733309 | CALCULATION | CALCULATION | HOPI_WQX | CALCULATION |  |  | 12/21/2016 6:51:23 PM
555408 | Calculation | Calculation | RM11E_SUPRIFS | Method for Portland Harbor RM11E Supplemental RIFS by GSI Water Solutions 2013-2014 data. |  |  | 10/31/2014 4:14:58 PM
213117 | CALCULATION | LABORATORY CALCULATION | 21ARIZ_WQX |  |  |  | 5/12/2016 1:58:42 AM
734479 | Calculation | Silica Dissolved by ICP Package (Green Analytical Labs) | UTEMTN | Calculated result |  |  | 4/9/2018 7:19:15 PM
741067 | CALCULATION | CALCULATION | AZDEQ_SW |  |  |  | 2/26/2019 9:34:03 AM
733234 | Calculation | Calculation | CSKTRIBE | Calculation is the method used by Energy Lab for Nitrogen, Total |  |  | 2/6/2018 9:41:33 AM
505171 | Calculation (Total - | Trivalent Chromium Calculation | SOUTHUTE |  |  |  | 5/7/2018 2:09:49 PM
530207 | calc_LabQAQC01 | calcNH4_ACTUAL_L01 | MDDNR | Lab QAQC - Spiked NH4 sample, Actual concentration |  |  | 7/6/2018 2:20:21 PM
530208 | calc_LabQAQC02 | calcNH4_AVG_L01 | MDDNR | Lab QAQC - NH4 mean of replicate 1 of laboratory QAQC Duplicate sample + replicate 2 of laboratory QAQC Duplicate sample. =(rep 1 + rep 2)/2. This is the value reported as NH4 |  |  | 7/6/2018 2:21:01 PM
530209 | calc_LabQAQC03 | calcNH4_EXPECT_L01 | MDDNR | Lab QAQC - Spiked NH4 sample, calculated Theoretical concentration |  |  | 7/6/2018 2:20:21 PM
530210 | calc_LabQAQC04 | calcNH4_ORIG_L01 | MDDNR | Lab QAQC - NH4 Replicate 1 of NH4 laboratory QAQC Duplicate sample. |  |  | 7/6/2018 2:21:01 PM
530211 | calc_LabQAQC06 | calcNH4_REC | MDDNR | Lab QAQC - NH4 Replicate 2 of NH4 laboratory QAQC Duplicate sample. |  |  | 7/6/2018 2:21:01 PM
530270 | calc_LabQAQC07 | calcNH4_RPTVAL | MDDNR | Lab QAQC - Spiked NH4 sample, Original concentration (un-spiked) |  |  | 7/6/2018 2:20:21 PM
530212 | calc_LabQAQC09 | calcNH4_STDV | MDDNR | Lab QAQC - NH4_STDV is derived using the following calculation: NH4_STDV =SQRT((([Lab QAQC - NH4 Replicate 1]-([Lab QAQC - NH4 Replicate 1]+[Lab QAQC - NH4 Replicate 2])/2))^2)+(([Lab QAQC - NH4 Replicate 2]-([Lab QAQC - NH4 Replicate 1]+[Lab QAQC - NH4 Replicate 2])/2))^2))) |  |  | 7/6/2018 2:21:01 PM
530213 | calc_LabQAQC10 | calcNO2_ACTUAL | MDDNR | Lab QAQC - Spiked NO2 sample, Actual concentration |  |  | 7/6/2018 2:20:21 PM
530214 | calc_LabQAQC11 | calcNO2_AVG | MDDNR | Lab QAQC - NO2 mean of replicate 1 of laboratory QAQC Duplicate sample + replicate 2 of laboratory QAQC Duplicate sample. =(rep 1 + rep 2)/2. This is the value reported as NO2 |  |  | 7/6/2018 2:21:01 PM
530215 | calc_LabQAQC12 | calcNO2_EXPECT | MDDNR | Lab QAQC - Spiked NO2 sample, calculated Theoretical concentration |  |  | 7/6/2018 2:20:21 PM
530216 | calc_LabQAQC13 | calcNO2_ORIG | MDDNR | Lab QAQC - NO2 Replicate 1 of NO2 laboratory QAQC Duplicate sample. |  |  | 7/6/2018 2:21:01 PM
530217 | calc_LabQAQC15 | calcNO2_REC | MDDNR | Lab QAQC - NO2 Replicate 2 of NO2 laboratory QAQC Duplicate sample. |  |  | 7/6/2018 2:21:01 PM
530218 | calc_LabQAQC16 | calcNO2_RPTVAL | MDDNR | Lab QAQC - Spiked NO2 sample, Original concentration (un-spiked) |  |  | 7/6/2018 2:20:21 PM
530219 | calc_LabQAQC18 | calcNO2_STDV | MDDNR | Lab QAQC - NO2_STDV is derived using the following calculation: NO2_STDV =SQRT((([Lab QAQC - NO2 Replicate 1]-([Lab QAQC - NO2 Replicate 1]+[Lab QAQC - NO2 Replicate 2])/2))^2)+(([Lab QAQC - NO2 Replicate 2]-([Lab QAQC - NO2 Replicate 1]+[Lab QAQC - NO2 Replicate 2])/2))^2))) |  |  | 7/6/2018 2:21:01 PM
530220 | calc_LabQAQC19 | calcNO23_ACTUAL | MDDNR | Lab QAQC - Spiked NO23 sample, Actual concentration |  |  | 8/7/2013 6:10:17 PM
530221 | calc_LabQAQC20 | calcNO23_AVG | MDDNR | Lab QAQC - NO23 mean of replicate 1 of laboratory QAQC Duplicate sample + replicate 2 of laboratory QAQC Duplicate sample. =(rep 1 + rep 2)/2. This is the value reported as NO23 |  |  | 7/6/2018 2:20:47 PM
530222 | calc_LabQAQC21 | calcNO23_EXPECT | MDDNR | Lab QAQC - Spiked NO23 sample, calculated Theoretical concentration |  |  | 8/7/2013 6:10:17 PM
530223 | calc_LabQAQC22 | calcNO23_ORIG | MDDNR | Lab QAQC - NO23 Replicate 1 of NO23 laboratory QAQC Duplicate sample. |  |  | 7/6/2018 2:20:47 PM
530224 | calc_LabQAQC24 | calcNO23_REC | MDDNR | Lab QAQC - NO23 Replicate 2 of NO23 laboratory QAQC Duplicate sample. |  |  | 7/6/2018 2:20:47 PM
530225 | calc_LabQAQC25 | calcNO23_RPTVAL | MDDNR | Lab QAQC - Spiked NO23 sample, Original concentration (un-spiked) |  |  | 8/7/2013 6:10:17 PM
530226 | calc_LabQAQC27 | calcNO23_STDV | MDDNR | Lab QAQC - NO23_STDV is derived using the following calculation: NO23_STDV =SQRT((([Lab QAQC - NO23 Replicate 1]-([Lab QAQC - NO23 Replicate 1]+[Lab QAQC - NO23 Replicate 2])/2))^2)+(([Lab QAQC - NO23 Replicate 2]-([Lab QAQC - NO23 Replicate 1]+[Lab QAQC - NO23 Replicate 2])/2))^2))) |  |  | 7/6/2018 2:20:47 PM
530227 | calc_LabQAQC28 | calcNO3_ACTUAL | MDDNR | Lab QAQC - Spiked NO3 sample, Actual concentration |  |  | 6/14/2013 11:41:01 AM
530228 | calc_LabQAQC29 | calcNO3_AVG | MDDNR | Lab QAQC - NO3 mean of replicate 1 of laboratory QAQC Duplicate sample + replicate 2 of laboratory QAQC Duplicate sample. =(rep 1 + rep 2)/2. This is the value reported as NO3 |  |  | 6/14/2013 11:22:02 AM
530229 | calc_LabQAQC30 | calcNO3_EXPECT | MDDNR | Lab QAQC - Spiked NO3 sample, calculated Theoretical concentration |  |  | 6/14/2013 11:22:32 AM
530230 | calc_LabQAQC31 | calcNO3_ORIG | MDDNR | Lab QAQC - NO3 Replicate 1 of NO3 laboratory QAQC Duplicate sample. |  |  | 6/14/2013 11:23:00 AM
530231 | calc_LabQAQC32 | calcNO3_REC | MDDNR | Lab QAQC - NO3 Replicate 2 of NO3 laboratory QAQC Duplicate sample. |  |  | 6/14/2013 11:23:30 AM
530232 | calc_LabQAQC33 | calcNO3_RPTVAL | MDDNR | Lab QAQC - Spiked NO3 sample, Original concentration (un-spiked) |  |  | 6/14/2013 11:35:30 AM
530233 | calc_LabQAQC34 | calcNO3_STDV | MDDNR | Lab QAQC - NO3_STDV is derived using the following calculation: NO3_STDV =SQRT((([Lab QAQC - NO3 Replicate 1]-([Lab QAQC - NO3 Replicate 1]+[Lab QAQC - NO3 Replicate 2])/2))^2)+(([Lab QAQC - NO3 Replicate 2]-([Lab QAQC - NO3 Replicate 1]+[Lab QAQC - NO3 Replicate 2])/2))^2))) |  |  | 6/14/2013 11:24:27 AM
530234 | calc_LabQAQC35 | calcPO4_ACTUAL | MDDNR | Lab QAQC - Spiked PO4 sample, Actual concentration |  |  | 7/6/2018 2:20:21 PM
530235 | calc_LabQAQC36 | calcPO4_AVG | MDDNR | Lab QAQC - PO4 mean of replicate 1 of laboratory QAQC Duplicate sample + replicate 2 of laboratory QAQC Duplicate sample. =(rep 1 + rep 2)/2. This is the value reported as PO4 |  |  | 7/6/2018 2:21:01 PM
530236 | calc_LabQAQC37 | calcPO4_EXPECT | MDDNR | Lab QAQC - Spiked PO4 sample, calculated Theoretical concentration |  |  | 7/6/2018 2:20:21 PM
530237 | calc_LabQAQC38 | calcPO4_ORIG | MDDNR | Lab QAQC - PO4 Replicate 1 of PO4 laboratory QAQC Duplicate sample. |  |  | 7/6/2018 2:21:01 PM
530238 | calc_LabQAQC40 | calcPO4_REC | MDDNR | Lab QAQC - PO4 Replicate 2 of PO4 laboratory QAQC Duplicate sample. |  |  | 7/6/2018 2:21:01 PM
530239 | calc_LabQAQC41 | calcPO4_RPTVAL | MDDNR | Lab QAQC - Spiked PO4 sample, Original concentration (un-spiked) |  |  | 7/6/2018 2:20:21 PM
530240 | calc_LabQAQC43 | calcPO4_STDV | MDDNR | Lab QAQC - PO4_STDV is derived using the following calculation: PO4_STDV =SQRT((([Lab QAQC - PO4 Replicate 1]-([Lab QAQC - PO4 Replicate 1]+[Lab QAQC - PO4 Replicate 2])/2))^2)+(([Lab QAQC - PO4 Replicate 2]-([Lab QAQC - PO4 Replicate 1]+[Lab QAQC - PO4 Replicate 2])/2))^2))) |  |  | 7/6/2018 2:21:01 PM
530241 | calc_LabQAQC44 | calcPP_ACTUAL | MDDNR | Lab QAQC - Spiked PP sample, Actual concentration |  |  | 7/6/2018 2:20:45 PM
530242 | calc_LabQAQC45 | calcPP_AVG | MDDNR | Lab QAQC - PP mean of replicate 1 of laboratory QAQC Duplicate sample + replicate 2 of laboratory QAQC Duplicate sample. =(rep 1 + rep 2)/2. This is the value reported as PP |  |  | 7/6/2018 2:20:46 PM
530243 | calc_LabQAQC46 | calcPP_EXPECT | MDDNR | Lab QAQC - Spiked PP sample, calculated Theoretical concentration |  |  | 7/6/2018 2:20:45 PM
530244 | calc_LabQAQC47 | calcPP_ORIG | MDDNR | Lab QAQC - PP Replicate 1 of PP laboratory QAQC Duplicate sample. |  |  | 7/6/2018 2:20:46 PM
530245 | calc_LabQAQC49 | calcPP_REC | MDDNR | Lab QAQC - PP Replicate 2 of PP laboratory QAQC Duplicate sample. |  |  | 7/6/2018 2:20:46 PM
530246 | calc_LabQAQC50 | calcPP_RPTVAL | MDDNR | Lab QAQC - Spiked PP sample, Original concentration (un-spiked) |  |  | 7/6/2018 2:20:45 PM
530247 | calc_LabQAQC52 | calcPP_STDV | MDDNR | Lab QAQC - PP_STDV is derived using the following calculation: PP_STDV =SQRT((([Lab QAQC - PP Replicate 1]-([Lab QAQC - PP Replicate 1]+[Lab QAQC - PP Replicate 2])/2))^2)+(([Lab QAQC - PP Replicate 2]-([Lab QAQC - PP Replicate 1]+[Lab QAQC - PP Replicate 2])/2))^2))) |  |  | 7/6/2018 2:20:46 PM
530248 | calc_LabQAQC53 | calcSI_ACTUAL | MDDNR | Lab QAQC - Spiked SI sample, Actual concentration |  |  | 7/6/2018 2:20:27 PM
530249 | calc_LabQAQC54 | calcSI_AVG | MDDNR | Lab QAQC - SI mean of replicate 1 of laboratory QAQC Duplicate sample + replicate 2 of laboratory QAQC Duplicate sample. =(rep 1 + rep 2)/2. This is the value reported as SI |  |  | 7/6/2018 2:20:27 PM
530250 | calc_LabQAQC55 | calcSI_EXPECT | MDDNR | Lab QAQC - Spiked SI sample, calculated Theoretical concentration |  |  | 7/6/2018 2:20:27 PM
530251 | calc_LabQAQC56 | calcSI_ORIG | MDDNR | Lab QAQC - SI Replicate 1 of SI laboratory QAQC Duplicate sample. |  |  | 7/6/2018 2:20:27 PM
530252 | calc_LabQAQC58 | calcSI_REC | MDDNR | Lab QAQC - SI Replicate 2 of SI laboratory QAQC Duplicate sample. |  |  | 7/6/2018 2:20:27 PM
530253 | calc_LabQAQC59 | calcSI_RPTVAL | MDDNR | Lab QAQC - Spiked SI sample, Original concentration (un-spiked) |  |  | 7/6/2018 2:20:27 PM
530254 | calc_LabQAQC61 | calcSI_STDV | MDDNR | Lab QAQC - SI_STDV is derived using the following calculation: SI_STDV =SQRT((([Lab QAQC - SI Replicate 1]-([Lab QAQC - SI Replicate 1]+[Lab QAQC - SI Replicate 2])/2))^2)+(([Lab QAQC - SI Replicate 2]-([Lab QAQC - SI Replicate 1]+[Lab QAQC - SI Replicate 2])/2))^2))) |  |  | 7/6/2018 2:20:27 PM
530255 | calc_LabQAQC62 | calcTDN_ACTUAL | MDDNR | Lab QAQC - Spiked TDN sample, Actual concentration |  |  | 7/6/2018 2:20:47 PM
530256 | calc_LabQAQC63 | calcTDN_AVG | MDDNR | Lab QAQC - TDN mean of replicate 1 of laboratory QAQC Duplicate sample + replicate 2 of laboratory QAQC Duplicate sample. =(rep 1 + rep 2)/2. This is the value reported as TDN |  |  | 7/6/2018 2:20:56 PM
530257 | calc_LabQAQC64 | calcTDN_EXPECT | MDDNR | Lab QAQC - Spiked TDN sample, calculated Theoretical concentration |  |  | 7/6/2018 2:20:47 PM
530258 | calc_LabQAQC65 | calcTDN_ORIG | MDDNR | Lab QAQC - TDN Replicate 1 of TDN laboratory QAQC Duplicate sample. |  |  | 7/6/2018 2:20:56 PM
530259 | calc_LabQAQC67 | calcTDN_REC | MDDNR | Lab QAQC - TDN Replicate 2 of TDN laboratory QAQC Duplicate sample. |  |  | 7/6/2018 2:20:56 PM
530260 | calc_LabQAQC68 | calcTDN_RPTVAL | MDDNR | Lab QAQC - Spiked TDN sample, Original concentration (un-spiked) |  |  | 7/6/2018 2:20:47 PM
530261 | calc_LabQAQC70 | calcTDN_STDV | MDDNR | Lab QAQC - TDN_STDV is derived uTDNng the following calculation: TDN_STDV =SQRT((([Lab QAQC - TDN Replicate 1]-([Lab QAQC - TDN Replicate 1]+[Lab QAQC - TDN Replicate 2])/2))^2)+(([Lab QAQC - TDN Replicate 2]-([Lab QAQC - TDN Replicate 1]+[Lab QAQC - TDN Replicate 2])/2))^2))) |  |  | 7/6/2018 2:20:56 PM
530262 | calc_LabQAQC71 | calcTDP_ACTUAL | MDDNR | Lab QAQC - Spiked TDP sample, Actual concentration |  |  | 7/6/2018 2:20:47 PM
530263 | calc_LabQAQC72 | calcTDP_AVG | MDDNR | Lab QAQC - TDP mean of replicate 1 of laboratory QAQC Duplicate sample + replicate 2 of laboratory QAQC Duplicate sample. =(rep 1 + rep 2)/2. This is the value reported as TDP |  |  | 7/6/2018 2:20:56 PM
530264 | calc_LabQAQC73 | calcTDP_EXPECT | MDDNR | Lab QAQC - Spiked TDP sample, calculated Theoretical concentration |  |  | 7/6/2018 2:20:47 PM
530265 | calc_LabQAQC74 | calcTDP_ORIG | MDDNR | Lab QAQC - TDP Replicate 1 of TDP laboratory QAQC Duplicate sample. |  |  | 7/6/2018 2:20:56 PM
530266 | calc_LabQAQC76 | calcTDP_REC | MDDNR | Lab QAQC - TDP Replicate 2 of TDP laboratory QAQC Duplicate sample. |  |  | 7/6/2018 2:20:56 PM
530267 | calc_LabQAQC77 | calcTDP_RPTVAL | MDDNR | Lab QAQC - Spiked TDP sample, Original concentration (un-spiked) |  |  | 7/6/2018 2:20:47 PM
530268 | calc_LabQAQC79 | calcTDP_STDV | MDDNR | Lab QAQC - TDP_STDV is derived uTDPng the following calculation: TDP_STDV =SQRT((([Lab QAQC - TDP Replicate 1]-([Lab QAQC - TDP Replicate 1]+[Lab QAQC - TDP Replicate 2])/2))^2)+(([Lab QAQC - TDP Replicate 2]-([Lab QAQC - TDP Replicate 1]+[Lab QAQC - TDP Replicate 2])/2))^2))) |  |  | 7/6/2018 2:20:56 PM
730167 | CALC_NO3 | Nitrate by Calculation | NJDEP_BFBM |  |  |  | 1/8/2018 11:33:46 AM
257305 | CARB-UM | Carbon in Water | MDEDAT03_WQX |  |  |  | 12/8/2011 9:14:45 AM
562353 | CARB-UM | Carbon in Water | WQXTEST |  |  |  | 2/18/2015 12:03:55 AM
565342 | CARBAMATE METHOD | ADA - PESTICIDES BY GC/MS | 21ARIZ_WQX |  |  |  | 12/4/2015 11:43:40 AM
562921 | CARBMETHOD435 | California Air Resources Board (CARB) method 435 for Asbestos | R10SUMASMOUNTAIN | California Air Resources Board (CARB) method 435 for Asbestos - Determination of Asbestos Content in Serpentine Aggregate. The samples will be analyzed for asbestos by stereo and polarized light microscopy (PLM) using the California Air Resources Board (CARB) method 435. Samples will be analyzed for asbestos by PLM using 400 point counts and also the field of view. |  |  | 3/17/2015 12:44:49 PM
732166 | CARO | PCB aroclors | EPA_GLNPO |  |  |  | 7/20/2018 10:19:09 AM
743207 | CAS SOP | Acrylamide | OREGONDEQ |  |  |  | 1/10/2018 3:38:51 PM
764555 | CATAWBA | DEPTH | CATAWBA |  |  |  | 1/18/2019 2:06:45 PM
522222 | CATION-ANION BA | Cation-Anion Balance | SDDENR_WQX |  |  |  | 3/1/2013 2:53:46 PM
763431 | CAVE_HUN_USGSMF | Total Coliform by Membrane Filtration | 11NPSWRD_WQX | Samples taken were filtered onto a grided 0.45 micrometer membrane filter, samples were then vacuumed through the filter and the filter was placed on a medium consisting of 4.8 grams of m ENDO broth MF, 1.5 grams of Bacto agar and 100 mL 2% ethanol solution which had been boiled to 95-96 C then cooled and poured in to 50 mm petri dishes. After the filter was placed on the medium the samples were incubated at 35 C for 24 hours. Colonies that were red, round, raised and smooth with a golden-green metallic sheen were considered positive and counted. All tests were performed in the cave. |  |  | 11/2/2018 3:59:28 PM
763432 | CAVE_PH_STRIP | pH Test Strip | 11NPSWRD_WQX | pH measurements were taken in the field using pH test strips. |  |  | 11/2/2018 3:59:30 PM
763438 | CAVE_SIPHRQPITZ | Saturation Index PHRQPITZ Geochemical Modeling Code | 11NPSWRD_WQX | PHRQPITZ is a modification of the geochemical modeling code, PHREEQE, to permit calculations of geochemical reactions in brines and other highly concentrated electrolyte solutions using the Pitzer virial-coefficient approach for activity-coefficient corrections. |  |  | 11/2/2018 5:17:55 PM
763435 | CAVE_SI_PROGRAM | Saturation Index Program Calculation (based on the Debye-Huckel equation) | 11NPSWRD_WQX | The SI and PCO2 values were calculated using the SI Program (based on the Debye-Huckel equation). In order to calculate SI values, relevant ion concentrations, pH, and temperature are required. If no temperature was recorded a value of 18.5 C (the average pool temperature measured for the HJT samples) was assumed for cave samples. |  |  | 11/2/2018 5:17:55 PM
764573 | CC-NITRATE-N | Nitrate | 21FLTHAS_WQX |  |  |  | 1/25/2019 11:23:00 AM
508396 | CC-NITRATE-N | CC-NITRATE-N | 21FLSFWM_WQX |  |  |  | 9/17/2012 1:17:07 PM
732167 | CCN | EPA CLP Program Cyanide Method | EPA_GLNPO |  |  |  | 5/6/2016 4:41:40 PM
732168 | CCONG | EPA CLP Program PCB Congener Method | EPA_GLNPO |  |  |  | 5/6/2016 4:32:38 PM
5146 | CDC - S. TYPHI | Salmonella Typhi in Isolates by Real-time Polymerase Chain Reaction. | CDC | CDC - S. Typhi ~ CDC ; Salmonella Typhi in Isolates by Real-time Polymerase Chain Reaction. |  | https://www.nemi.gov/methods/method_summary/10303/ | 7/31/2013 12:00:00 AM
5147 | CDC - V. CHOLERAE | V. cholerae in Isolates by Real-time Polymerase Chain Reaction | CDC | CDC - V. cholerae ~ CDC ; V. cholerae in Isolates by Real-time Polymerase Chain Reaction |  | https://www.nemi.gov/methods/method_summary/10306/ | 7/31/2013 12:00:00 AM
732169 | CDF | EPA CLP Program Dioxin/Furan Method | EPA_GLNPO |  |  |  | 5/6/2016 4:32:39 PM
732170 | CDJ-10D-Surv | Juvenile Chironomus Dilutus, 10 day Survival | EPA_GLNPO |  |  |  | 5/6/2016 1:45:12 AM
732171 | CDJ-10D-Wt | Juvenile Chironomus Dilutus, 10 day Weight | EPA_GLNPO |  |  |  | 5/6/2016 1:45:12 AM
110101 | CDL | FIELD TEST | HBMI_WQX |  |  |  | 1/4/2012 9:08:43 AM
732172 | CDL-10D-AFDW | Larvae Chironomus Dilutus, 10 day AFDW | EPA_GLNPO |  |  |  | 4/26/2016 1:43:27 AM
732173 | CDL-10D-Surv | Larvae Chironomus Dilutus, 10 day Survival | EPA_GLNPO |  |  |  | 4/29/2016 4:36:52 PM
732174 | CDL-10D-Wt | Larvae Chironomus Dilutus, 10 day Weight | EPA_GLNPO |  |  |  | 4/29/2016 4:36:52 PM
732175 | CDL-20D-AFDW | Larvae Chironomus Dilutus, 20 day AFDW | EPA_GLNPO |  |  |  | 7/5/2017 12:27:17 PM
732177 | CDL-20D-Surv | Larvae Chironomus Dilutus, 20 day Survival | EPA_GLNPO |  |  |  | 7/5/2017 12:27:17 PM
732176 | CDL20DAFDW:Z | Larvae Chironomus Dilutus, 20 day AFDW, Zeolite | EPA_GLNPO |  |  |  | 4/19/2016 12:40:55 PM
732178 | CDL20DSurv:Z | Larvae Chironomus Dilutus, 20 day Survival, Zeolite | EPA_GLNPO |  |  |  | 4/19/2016 12:40:56 PM
757195 | CDOM absorption | CDOM absorption (440nm) | RTI | CDOM absorption (440nm) |  |  | 5/23/2018 1:38:03 PM
5232 | CENSOR STATS | Statistics for Censored Environmental Data Using Minitab and R | PRACTICAL STATS | Statistics for Censored Environmental Data Using Minitab and R ~ Practical Stats ; Helsel, Dennis R |  | https://www.nemi.gov/methods/sams_method_summary/11939/ | 7/31/2013 12:00:00 AM
4924 | CENSORED DATA STATS | Nondetects and Data Analysis: Statistics for Censored Environmental Data | USDOI/USGS | Nondetects and Data Analysis: Statistics for Censored Environmental Data ~ USGS ; Helsel, Dennis R. |  | https://www.nemi.gov/methods/sams_method_summary/11951/ | 7/31/2013 12:00:00 AM
561405 | CERC-P.572 | USDOI/USGS GAS CHROMATOGRAPHIC MASS SELECTIVE DETECTION PROCEDURE FOR SCREENING AND ANALYSIS OF POLYCYCLIC AROMATIC HYDR | 21VASWCB |  |  |  | 4/6/2018 2:54:04 PM
561404 | CERC-P003 | USDOI/USGS GAS CHROMATOGRAPHIC PROCEDURE FOR SCREENING AND ANALYSIS OF CONTAMINANTS ISOLATED FROM SEMIPERMEABLE MEMBRANE | 21VASWCB |  |  |  | 4/6/2018 2:54:04 PM
741476 | CHD | MG003 | IDAGMN_WQX | Analytical Method for the Determination of Metolachlor, Acetochlor, Alachlor, and Dimethenamid and Their Ethanesulfonic (ESA) and Oxanillic Acid (OA) Degradates in Water Using Liquid Chromotography/ Electrospray Ionization/Mass Spectrometry/Mass Spectrometry Including Validation Data |  |  | 9/27/2017 1:19:51 PM
257291 | CHEM | USEPA Methods for Chemical Analysis or Water and Wastewater; EPA 600/4-79-020 | 21FLCMP_WQX |  |  |  | 11/21/2018 10:56:52 AM
109556 | CHEM SAMP 01 | Salinity, Temperature, DO | 21HI |  |  |  | 8/21/2017 4:32:28 PM
109559 | CHEM SAMP 02 | Turbidity | 21HI |  |  |  | 8/21/2017 4:32:29 PM
109565 | CHEM SAMP 03 | pH | 21HI |  |  |  | 8/21/2017 4:32:29 PM
109566 | CHEM SAMP 04 | Nitrate, Total N, Total P, Si, TSS, Ammonia N, Chlorophyll 'a'; | 21HI |  |  |  | 8/21/2017 4:32:29 PM
5148 | CHEM-TP-A.1 | Actinides in Small Environmental Samples by Sequential Determination | USDOE/RESL | CHEM-TP-A.1 ~ DOE RESL ; Actinides in Small Environmental Samples by Sequential Determination |  | https://www.nemi.gov/methods/method_summary/4857/ | 7/31/2013 12:00:00 AM
5149 | CHEM-TP-A.20 | Actinide Separations for Alpha Spectrometry Using Neodymium Fluoride Coprecipitation | USDOE/RESL | CHEM-TP-A.20 ~ DOE RESL ; Actinide Separations for Alpha Spectrometry Using Neodymium Fluoride Coprecipitation |  | https://www.nemi.gov/methods/method_summary/4858/ | 7/31/2013 12:00:00 AM
5150 | CHEM-TP-FE.1 | Fe-55 in Water by Liquid Scintillation Counting | USDOE/RESL | CHEM-TP-FE.1 ~ DOE RESL ; Fe-55 in Water by Liquid Scintillation Counting |  | https://www.nemi.gov/methods/method_summary/4859/ | 7/31/2013 12:00:00 AM
5151 | CHEM-TP-GA/B.1 | Gross Alpha and Beta in Water | USDOE/RESL | CHEM-TP-GA/B.1 ~ DOE RESL ; Gross Alpha and Beta in Water |  | https://www.nemi.gov/methods/method_summary/4860/ | 7/31/2013 12:00:00 AM
5152 | CHEM-TP-GA/B.2 | Gross Alpha and Beta in Water and Waste Water | USDOE/RESL | CHEM-TP-GA/B.2 ~ DOE RESL ; Gross Alpha and Beta in Water and Waste Water |  | https://www.nemi.gov/methods/method_summary/4861/ | 7/31/2013 12:00:00 AM
5153 | CHEM-TP-H3.1 | Tritium in Water, Wastewater, Milk, and Urine by Liquid Scintillation Counting | USDOE/RESL | CHEM-TP-H3.1 ~ DOE RESL ; Tritium in Water, Wastewater, Milk, and Urine by Liquid Scintillation Counting |  | https://www.nemi.gov/methods/method_summary/4862/ | 7/31/2013 12:00:00 AM
5154 | CHEM-TP-NI.1 | Ni-63 in Water by Liquid Scintillation Counting | USDOE/RESL | CHEM-TP-Ni.1 ~ DOE RESL ; Ni-63 in Water by Liquid Scintillation Counting |  | https://www.nemi.gov/methods/method_summary/4863/ | 7/31/2013 12:00:00 AM
5155 | CHEM-TP-SP.2 | Sample Reconstitution | USDOE/RESL | CHEM-TP-SP.2 ~ DOE RESL ; Sample Reconstitution |  | https://www.nemi.gov/methods/method_summary/4864/ | 7/31/2013 12:00:00 AM
5156 | CHEM-TP-SR.06 | Sr-89 and Sr-90 in Liquid Radioactive Wastes or Waters by Beta Counting | USDOE/RESL | CHEM-TP-SR.06 ~ DOE RESL ; Sr-89 and Sr-90 in Liquid Radioactive Wastes or Waters by Beta Counting |  | https://www.nemi.gov/methods/method_summary/4866/ | 7/31/2013 12:00:00 AM
5157 | CHEM-TP-SR.1 | Strontium-90 in Soil, Water, and Filter Samples | USDOE/RESL | CHEM-TP-SR.1 ~ DOE RESL ; Strontium-90 in Soil, Water, and Filter Samples |  | https://www.nemi.gov/methods/method_summary/4865/ | 7/31/2013 12:00:00 AM
5158 | CHEM-TP-SR.7 | Sr-90 Carbonate Method | USDOE/RESL | CHEM-TP-SR.7 ~ DOE RESL ; Sr-90 Carbonate Method |  | https://www.nemi.gov/methods/method_summary/4867/ | 7/31/2013 12:00:00 AM
566352 | Chemetrics DO Kit K | Chemetrics DO Kit K 7512 | INSTOR_WQX |  |  |  | 5/2/2018 11:46:25 AM
566136 | Chemetrics Kit K 851 | Chemetrics Kit K 8510 | INSTOR_WQX |  |  |  | 5/2/2018 11:46:25 AM
257290 | CHEMETSDO | Dissolved Oxygen CHEMets /ASTM D888-87 | 21FLCMP_WQX |  |  |  | 11/21/2018 10:56:59 AM
131304 | CHEMPHYS | IOWATER Chemical/Physical Assessment | IOWATER_WQX | Citation: Iowater Training Manual |  |  | 1/18/2012 10:10:17 AM
732179 | CHG | EPA CLP Program Mercury Method | EPA_GLNPO |  |  |  | 7/20/2018 10:19:10 AM
110715 | CHL A | Chlorophyll A by trichromatic method | 21FLMANA_WQX | SM 10200 H(2) |  |  | 7/2/2014 8:51:35 AM
733181 | Chlor-tot | Total Chlordane | EPATEST |  |  |  | 11/21/2016 8:19:22 AM
67546 | CHLPHL-CALC-MDEQ-WQ | Chlorophyll a Calculation | MDEQ_WQ_WQX |  |  |  | 1/28/2019 2:11:01 PM
558579 | CHLPHL-CALC-MTVOLWQM | Chlorophyll a Calculation | MTVOLWQM_WQX |  |  |  | 12/2/2014 10:57:15 AM
63086 | CHLPHL-CALC-MTWTRSHD | Chlorophyll a Calculation | MTWTRSHD_WQX |  |  |  | 2/28/2019 1:08:15 PM
458967 | CHLPHL-CALC-R8MONTWQ | Chlorophyll a Calculation | R8MONTWQ |  |  |  | 2/23/2012 3:16:25 PM
107553 | CHLPHL-CALC-TSWQC | Chlorophyll a Calculation | TSWQC_WQX |  |  |  | 3/1/2017 2:30:55 PM
514134 | CHLPHL-VISU-MDEQ-WQ | Chlorophyll a Visual Determination | MDEQ_WQ_WQX |  |  |  | 12/20/2013 2:38:56 PM
458986 | CHLPHL-VISU-MTVOLWQM | Chlorophyll a Visual Determination | MTVOLWQM_WQX |  |  |  | 12/16/2014 11:09:50 AM
63090 | CHLPHL-VISU-MTWTRSHD | Chlorophyll a Visual Determination | MTWTRSHD_WQX |  |  |  | 10/8/2013 12:54:01 PM
458966 | CHLPHL-VISU-R8MONTWQ | Chlorophyll a Visual Determination | R8MONTWQ |  |  |  | 2/23/2012 3:16:19 PM
732180 | CHT2-10dAFDW | 2nd Instar Chironomus Tentans, 10 day AFDW | EPA_GLNPO |  |  |  | 2/2/2018 8:55:19 AM
732181 | CHT2-10dSurv | 2nd Instar Chironomus Tentans, 10 day Survival | EPA_GLNPO |  |  |  | 2/2/2018 8:55:19 AM
732182 | CHTX10dAFDW | 10-11 day Chironomus Tentans, 10 day AFDW | EPA_GLNPO |  |  |  | 4/29/2016 4:36:52 PM
732183 | CHTX10dSurv | 10-11 day Chironomus Tentans, 10 day Survival | EPA_GLNPO |  |  |  | 4/29/2016 4:36:51 PM
740898 | CL020 | CL020 | AZDEQ_SW |  |  |  | 11/10/2017 2:13:37 PM
740892 | CL021 | CL021 | AZDEQ_SW |  |  |  | 11/10/2017 2:13:37 PM
730262 | CL048 | CL048 | NTHRNUTE | This is a analytical method from EPA USGS-WRD |  |  | 4/17/2018 5:06:54 PM
301138 | CL048 | CL048 | SPIRITLK | CL048 - is the method from the analyte ID per USGS. It is related to P00631 |  |  | 2/23/2018 7:33:56 PM
301152 | CL050 | CL050 | SPIRITLK | CL050 - is the method from the analyte ID per USGS. It is related to P00631 |  |  | 2/23/2018 7:34:01 PM
730267 | CL064 | CL064 | NTHRNUTE | This is a analytical method from EPA USGS-WRD |  |  | 4/17/2018 5:06:55 PM
301144 | CL151 | CL151 | SPIRITLK | CL151 - is the method from the analyte ID per USGS. It is related to P00955 |  |  | 2/23/2018 7:33:56 PM
732184 | Clarkson-%DW | Clarkson Univ. - % Dry Weight | EPA_GLNPO |  |  |  | 6/30/2017 2:34:21 PM
732185 | Clarkson-Dx | GLFMSP Dioxins | EPA_GLNPO |  |  |  | 6/29/2017 5:10:58 PM
732186 | Clarkson-Hg | Clarkson Univ. - Hg SOP | EPA_GLNPO |  |  |  | 6/30/2017 2:34:25 PM
732187 | Clarkson-PFC | PFCs by UPLC-QToF | EPA_GLNPO |  |  |  | 6/30/2017 2:37:43 PM
743430 | CLIMATE | CLIMATE DATA | 11113300 | CLIMATE DATA AS DERIVED FROM NOAA WEB SITES AND DOCUMENTS. THIS IS A NOAA METHOD BUT NOT PART OF THE WQX ANALYTICAL METHOD DOMAIN LIST THUS IT HAD TO BE TAGGED AS AN NHDES METHOD. |  |  | 2/8/2018 9:58:35 AM
20238 | CLP ILM05.4 CV | CLP CV | BUNKER_WQX | CLP ILM05.4 CV |  |  | 10/10/2013 5:39:18 PM
20237 | CLP ILM05.4 ICP | CLP ICP | BUNKER_WQX | CLP ILM05.4 ICP |  |  | 10/10/2013 5:39:17 PM
20232 | CLP ILM05.4 MS | CLP MS | BUNKER_WQX | CLP ILM05.4 MS |  |  | 2/3/2012 2:37:58 AM
66657 | CLP ILM05.4 P | CLP P | BUNKER_WQX | CLP ILM05.4 P |  |  | 5/31/2012 12:21:52 PM
540100 | CLP OLM 4.2 | USEPA Contract | ABSHAWNEE |  |  |  | 3/28/2014 10:53:06 AM
63097 | CLP SOM01.2 | CLP SOM01.2 | BUNKER_WQX | Multi-Concentration Organic Analysis (SOM01.2) |  |  | 11/24/2009 5:49:22 PM
532693 | CLP SOM01.2_PCB | CLP SOM01.2_PCB | SALTCHUCK_WQX | Method number: SOM01.2 Analysis fraction: Aroclor |  |  | 2/10/2014 8:54:19 PM
532691 | CLP SOM01.2_SVOC | CLP SOM01.2_SVOC | SALTCHUCK_WQX | Method number: SOM01.2 Analysis fraction: BNA |  |  | 5/20/2014 12:19:48 PM
532697 | CLP SOM01.2_SVOC_SIM | CLP SOM01.2_SVOC SIM method | SALTCHUCK_WQX | Method number: SOM01.2 Analysis fraction: BNA SIM method |  |  | 5/20/2014 12:19:48 PM
732188 | CMTL | EPA CLP Program metals method (200.7) | EPA_GLNPO |  |  |  | 7/20/2018 10:18:38 AM
63119 | CN-ANALYSIS-MDEQ-WQ | Carbon and Nitrogen Content of Benthic and Floating Algae Samples | MDEQ_WQ_WQX |  |  |  | 1/4/2019 2:40:00 PM
63091 | CNEIL-CORE-MTWTRSHD | McNeil Core Sediment Sampler | MTWTRSHD_WQX |  |  |  | 11/20/2009 4:01:31 PM
732876 | cNona | cis-Nonachlor | EPATEST |  |  |  | 12/9/2016 7:55:47 AM
558026 | CNQAPP | Crow Nation Quality Assurance Project Plan | CROWNATN |  |  |  | 11/20/2014 2:42:07 PM
109627 | CN_QAPP | CN_QAPP | CHEROKEE_WQX |  |  |  | 1/18/2019 9:56:54 AM
565383 | CO | COUNT - ORGANISMS | MEDEP_WQX |  |  |  | 4/6/2016 10:55:45 AM
514121 | COD W.2E | Chemical oxygen demand in water | EPA_R7_WQX | Chemical oxygen demand in water |  |  | 10/20/2015 3:28:08 PM
555383 | COD W.2F | Chemical Oxygen Demand | EPA_R7_WQX | This analysis is performed following RLAB Method 3153.2E, which substantially meets the requirements of EPA Method 410.4. The COD or chemical oxygen demand test measures in a water sample the gross amount of organics that can be oxidized by potassium dichromate. The test was originally designed as a quick replacement for the BOD test, but the two tests do not correlate completely. Thus the BOD and the COD tests have different meanings, and one cannot replace the other. Generally the ratio of COD/BOD will be in a range of 1.5 to 2.5. For wastes that have a lot of sugar, the ratio is much higher than 2.5. Wastes that contain poisons such as pesticides will also have a higher than normal COD/BOD ratio. The test is run by mixing sample, acid and potassium dichromate in a test tube that is then sealed, mixed, and heated to 150 deg C for 2 hours. A standard curve and QC's are digested and analyzed along with samples. Spike samples are made by adding a small amount of 10,000 ppm KHP (potassium acid phthalate) solution to a sample before the digestion process. Spike recoveries can depend on the matrix, but are near 100 % for clean samples. The test uses HgSO4 to take care of highly concentrated chloride samples, but extremely high chloride concentrations in low COD samples cannot be run because of chloride oxidation interference. The reporting limit for this test is 12 mg/L. Analysis Summary: Method: EPA Region 7 RLAB Method 3153.2F |  |  | 12/14/2015 12:56:50 PM
561972 | COIL | Cornell | CSU_FISHERIESECOLOGYLAB | Cornell Stable Isotope Laboratory - Thermo Delta V isotope ratio mass spectrometer (IRMS) |  |  | 2/5/2015 7:38:17 PM
262071 | COILERT | Field Coliform analyses by coilert | UTAHDWQ_WQX |  |  |  | 3/14/2016 4:38:31 PM
743084 | Cold Vapor AA | Perkin Elmer Fimms 400 Cold Vapor AA | NJDEP_DSREH |  |  |  | 11/29/2017 6:11:08 PM
262072 | COLIERT | Field Coliform analyses by coilert | UTAHDWQ_WQX |  |  |  | 3/14/2016 5:20:15 PM
552187 | COLIFORM | COLIFORM - LAKE HAVASU | 21ARIZ_WQX |  |  |  | 5/12/2016 3:54:50 AM
742619 | COLIFORM | COLIFORM | AZDEQ_SW |  |  |  | 2/19/2019 9:21:59 AM
736035 | COLILERT | COLILERT | AZDEQ_SW |  |  |  | 2/26/2019 9:34:07 AM
566674 | COLILERT | TOTAL COLIFORM BACTERIA AND E. COLI IN WATER | MEDEP_WQX |  |  |  | 2/5/2016 4:43:45 PM
509087 | Colilert | Colilert | WQXTEST |  |  |  | 3/4/2014 3:25:36 PM
3133 | COLILERT | COLILERT | 21CABCH |  |  |  | 2/11/2008 2:56:28 PM
196927 | COLILERT | COLILERT (EDBERG) | 21ARIZ_WQX |  |  |  | 5/12/2016 2:52:46 AM
3057 | COLILERT | Coliform/E. coli Enzyme substrate test; ONPG-MUG test | IDEXX | Colilert ~ IDEXX ; Coliform/E. coli Enzyme substrate test; ONPG-MUG test | 0 | https://www.nemi.gov/methods/method_summary/5584/ | 9/7/2007 11:36:50 AM
540087 | Colilert | Colilert | HBMI_WQX |  |  |  | 6/20/2018 11:49:01 AM
262066 | COLILERT | Colilert | UTAHDWQ_WQX |  |  |  | 3/14/2016 6:43:25 PM
511096 | Colilert | Colilert | WYDEQ_WQX |  |  |  | 10/10/2012 6:09:28 PM
554949 | COLILERT | Escherichia coli | KIOWA_WQX |  |  |  | 10/14/2014 1:50:28 PM
511083 | Colilert | Colilert | WYDEQ_Watershed |  |  |  | 11/16/2016 12:09:32 PM
532558 | COLILERT 18 | Fecal Coliform | 21FLMANA_WQX | IDEXX Laboratories Colilert-18 defined substrate presence/absence method using IDEXX Quanti-Tray/2000 multiple well test vessel |  |  | 1/22/2018 2:53:04 PM
3081 | COLILERT-18 | Coliform/E. coli Enzyme substrate test; ONPG-MUG test | IDEXX | Colilert-18 ~ IDEXX ; Coliform/E. coli Enzyme substrate test; ONPG-MUG test | 0 | https://www.nemi.gov/methods/method_summary/5585/ | 12/14/2007 9:50:50 AM
730155 | Colilert-18 | Colilert-18 | CABEACH_WQX | Colilert-18 |  |  | 3/24/2016 3:56:25 PM
3082 | COLILERT-182000 | Coliform/E. coli Enzyme substrate test; ONPG-MUG test | IDEXX | https://www.nemi.gov/methods/method_summary/5585/ | 0 |  | 12/14/2007 9:50:50 AM
3083 | COLILERT/2000 | Coliform/E. coli Enzyme substrate test; ONPG-MUG test | IDEXX | https://www.nemi.gov/methods/method_summary/5584/ | 0 |  | 12/14/2007 9:50:50 AM
553623 | COLILERT/2000 | E coli | 21FLCEN_WQX | E coli analysis |  |  | 11/22/2016 3:22:10 PM
562781 | COLILERT/2000 | COLILERT/2000 | 21FLFTM_WQX |  |  |  | 2/26/2015 9:53:54 AM
553648 | COLILERT/2000 | Colilert 2000/E.Coli | 21FLPNS_WQX |  |  |  | 11/23/2016 9:57:34 AM
565460 | Colilert/2000 | Colilert/2000 | WHITEMOUNTAIN_WQX | Colilert/2000 for E. Coli and Total Colifom tested by WHITEMOUNTAIN_WQX |  |  | 11/1/2018 1:58:55 PM
532776 | COLILERT18 | Idexx Colilert 18 Rapid Fecal Coliform Assessment | 21FLEECO_WQX |  |  |  | 6/25/2014 9:53:42 AM
743352 | Colilert?13 18 | Colilert | MBCI_OEP |  |  |  | 10/10/2018 10:23:16 AM
3140 | COLILERT_18 | COLILERT_18 to detech E. Coli | 21CABCH |  |  |  | 4/1/2008 3:32:20 PM
3131 | COLILERT_18_FE | COLILERT_18_FECAL to detect Fecal Coliforms | 21CABCH |  |  |  | 5/2/2008 2:33:11 PM
3132 | COLILERT_18_TO | COLILERT_18_TOTAL to detect Total Coliforms | 21CABCH |  |  |  | 5/2/2008 2:33:11 PM
19286 | COLIQUANT | Colilert Quantitray | MDEDAT08_WQX |  |  |  | 9/1/2017 2:12:30 PM
5165 | COLISCAN | E. coli and other coliform bacteria by Coliscan MF | MICROLOGY LABS | Coliscan ~ Micrology Labs ; E. coli and other coliform bacteria by Coliscan MF |  | https://www.nemi.gov/methods/method_summary/5578/ | 7/31/2013 12:00:00 AM
733430 | Coliscan Easygel 35C | Coliscan Easygel 35C | INSTOR_WQX |  |  |  | 5/2/2018 11:46:24 AM
274978 | COLISCAN EASYGL | Coliscan Easy Gel (Incubated) Method for Detecting E. coli | MNPCA |  |  |  | 11/3/2015 1:32:56 PM
606210 | COLISURE | Coliform/E. coli Results in 24 Hours | IDEXX | Colisure ~ IDEXX ; Coliform/E. coli Enzyme substrate test; CPRG-MUG test |  | https://www.nemi.gov/methods/method_summary/5586/ | 12/6/2011 2:43:52 PM
522188 | COLISURE | IDEXX COLISURE | SCEQ |  |  |  | 3/6/2013 12:04:43 PM
131308 | ColisureF | Fecal Coliform | TEPA29 | MethodDescriptionText |  |  | 9/16/2017 1:58:18 PM
131307 | ColisureT | Total Coliform | TEPA29 | MethodDescriptionText |  |  | 9/16/2017 1:58:18 PM
543571 | COLOR | Color - Pt/Co units | 21FLHILL_WQX |  |  |  | 4/23/2014 9:30:19 AM
110710 | COLOR | Color | 21FLMANA_WQX | SM 2120 B There are no separate sample preparation steps for this analysis |  |  | 1/22/2018 2:53:04 PM
547645 | COLOR345C | COLOR 345 C | 21FLHILL_WQX | EPA 110.2 Method using 345 nm wavelength and centifugation |  |  | 9/16/2016 10:38:00 AM
547648 | COLOR345F_.45 | COLOR 345 F .45 | 21FLHILL_WQX | Method EPA 110.2 using 345 nm wavelength and filtered using .45 filter |  |  | 12/6/2018 1:00:13 PM
547649 | COLOR440F_.22 | COLOR 440 F .22 | 21FLHILL_WQX | Method EPA 110.2 using 440 nm wavelength and filtered using .22 filter |  |  | 4/23/2014 9:29:35 AM
740888 | COMB6 | COMB6 | AZDEQ_SW |  |  |  | 11/10/2017 2:13:37 PM
742614 | COMB7 | COMB7 | AZDEQ_SW |  |  |  | 11/10/2017 2:13:37 PM
732189 | COMPACT | Bulk density by compaction | EPA_GLNPO |  |  |  | 4/26/2016 1:48:51 PM
131932 | Cond Field | Conductivity Field Measure | EPA_R7_WQX |  |  |  | 7/23/2015 10:35:37 AM
540109 | CONDUCTANCE | Specific Conductance | 21FLHILL_WQX |  |  |  | 4/23/2014 9:28:17 AM
262261 | CONDUCTIVITY | Field Measurement of Specific Conductance DEP SOP FT 1200 | 21FLPNS_WQX | Field Measurement of Specific Conductance DEP SOP FT 1200 |  |  | 5/29/2014 9:08:11 AM
4765 | CONTINUOUS DATA | Guidelines and Standard Procedures for Continuous Water-Quality Monitors | USDOI/USGS | Guidelines and Standard Procedures for Continuous Water-Quality Monitors: Station Operation, Record Computation, and Data Reporting ~ USGS ; Wagner, R.J., Boulger, R.W., Jr., Oblinger, C.J., and Smith, B.A. |  | https://www.nemi.gov/methods/sams_method_summary/12111/ | 7/31/2013 12:00:00 AM
553673 | Coulter IKL Manual | phosphorus | 21KAN001_WQX | Automated Ascorbic Acid via Technicon Auto Analyzer via Coulter Kem-O-Lab |  |  | 1/5/2016 3:47:16 PM
553676 | Coulter IKL Manual 2 | chloride | 21KAN001_WQX | Automated Ferricyanide via Coulter IKL |  |  | 1/5/2016 3:47:15 PM
764582 | COUNTS | Analytical Method for Historic Counts - Benthics | PUEBLO_SANTAANA | STORET count/taxon data |  |  | 1/31/2019 4:12:51 PM
763447 | COWP_VWR_CISE | VWR Chloride Ion Selective Electrode with Orion pH/ISE Meter Model 710A | 11NPSWRD_WQX | (Cat. No. 34105-102) |  |  | 11/2/2018 6:23:02 PM
559928 | CO_MMI_2010 | Multi-Metric Index from the Colorado Department of Public Health and Environment Water Quality Control Commission Policy | 21COL001_WQX | https://www.colorado.gov/pacific/sites/default/files/T1_WQCC_Policy10-1.pdf |  |  | 12/19/2014 7:09:34 AM
888 | CP-85.01 | Chlorinated Phenolics in Water | NCASI |  |  |  | 8/12/2006 11:50:00 PM
889 | CP-86.01 | Chlorinated Phenolics in Water | NCASI |  |  |  | 8/12/2006 11:50:00 PM
732190 | CPEST | EPA CLP Program Pesticide Method | EPA_GLNPO |  |  |  | 2/2/2018 9:58:25 AM
2368 | CR-01 | Chromium-51 in Water Samples | USEPA |  |  |  | 8/12/2006 11:50:00 PM
521449 | CRIII | Total Chromium III Calculation | ARR | The calculation is (total chromium - hexavalent chromium). The EPA method for total chromium is M200.7 ICP, and the EPA method for hexavalent chromium is SM2500Cr-D. |  |  | 4/12/2013 6:05:47 PM
763494 | CRLA_14C_PHYTO | Phytoplankton Productivity In Situ with 14C | 11NPSWRD_WQX | Phytoplankton productivity was measured in situ with 14C. Water samples were collected with the Van Dorn bottle at the surface and from various depths. A 125 mL portion of the water from each sample was inoculated with 1 mL of a stock solution of 14C-Na2CO3 (5.0 uCi/mL) and returned to the depth from which it was drawn. Following a 4 hour incubation period (1000-1400 hours) the samples were retrieved and Millipore filtered (AA-type filters). The filters were stored in a desiccator for 1 or 2 days. Each filtered was then immersed in 20 mL of touline+PPO+POPOP scintillator solution and counted by liquid scintillation (Packard model 2002 tricarb spectrometer). The author did not report results from each depth, instead he reported a value that represents the total phytoplankton production for the incubation period calculated from the individual depth samples. |  |  | 11/7/2018 3:21:38 PM
763478 | CRLA_AAS_CA | Calcium by Atomic Absorption Spectroscopy | 11NPSWRD_WQX | Calcium was determined by atomic absorption spectroscopy (AAS) in a stoichiometric air-acetylene flame with added La (III) (1.0 percent v/v) at 422.7 nm. |  |  | 11/7/2018 3:21:12 PM
763479 | CRLA_AAS_MG | Magnesium by Atomic Absorption Spectroscopy | 11NPSWRD_WQX | Magnesium was determined by atomic absorption spectroscopy (AAS) in a stoichiometric air-acetylene flame with added La (III) (1.0 percent v/v) at 285.2 nm. |  |  | 11/7/2018 3:21:12 PM
763086 | CRLA_AIR_CA | Organic Carbon Analysis of Particulate Matter on Aerosol Filters | 11NPSWRD_WQX | The organic carbon analysis of the particulate matter on the aerosol filters consists of a two-step laser combustion method (Johnson et al., 1981; Birch & Cary, 1996). The CO2 generated first from the volatilizable organic matter is quantified and then that from the black carbon (soot). |  |  | 10/17/2018 2:13:59 PM
763486 | CRLA_ATITR_CL | Chloride by Automated AgNO3 Titration | 11NPSWRD_WQX | Chloride was determined by an automated AgNO3 titration. |  |  | 11/7/2018 3:21:14 PM
762843 | CRLA_BOF_PLNKTN | U.S. BOF Plankton Enumeration at Crater Lake | 11NPSWRD_WQX | In enumerating the organisms, the catch was concentrated to a volume of 10 cc. After shaking the material thoroughly, 2 cc. were removed with a piston pipette and the Crustacea and Rotifera therein were counted with a binocular dissecting microscope. The number obtained in this count multiplied by 5 gave the total number for the catch. The concentrated sample was again shaken, and 1 cc of material was transferred to a Sedgwick-Rafter counting cell for the enumeration of Protozoa and Protophyta. A compound microscope was used for this enumeration, and the number of organisms in the catch could be readily determined. The results for the Crustacea and Rotifera as well as those for the Protozoa and Protophyta, were finally computed to the number of individuals per cubic meter of water. |  |  | 10/15/2018 6:33:12 PM
762844 | CRLA_BOF_SVTEMP | Water Temperature by Schmidt-Vossberg Thermometer | 11NPSWRD_WQX | Temperature was determined with a Schmidt-Vossberg thermometer, attached to a calibrated sample line. The thermometer's model number in unknown. |  |  | 10/15/2018 6:33:12 PM
762850 | CRLA_BOTT_PPM | Bott Primary Production Method | 11NPSWRD_WQX | Primary production was measured by placing substrates in recirculating chambers. The chambers were held in a water bath at 13 degrees Celsius; artificial arc lamps maintained a light intensity of 400 uE*m-2*s-1. The light intensity is sufficient to saturate photosynthesis. Changes in dissolved oxygen concentrations in the closed chambers were measured for three hour incubation periods. Changes in oxygen concentrations in chambers in the dark represent community respiration and changes in the light represent net community primary production; gross primary production is calculated by adding community respiration and net community primary production for the photoperiod (Bott et al. 1978). |  |  | 10/15/2018 6:33:14 PM
764358 | CRLA_CCAL_303A | SM 15th Ed Method 303A Flame Atomic Absorption with Perkins-Elmer 5000 Spectrophotometer | 11NPSWRD_WQX | Calcium, Magnesium, Sodium, and Potassium were determined by the Cooperative Chemical Analytical Laboratory at Oregon State University following Standard Methods 15th Edition, Method 303A Flame Atomic Absorption. From 1996-2004 the instrument used was a Perkins-Elmer 5000 atomic absorption spectrophotometer. |  |  | 2/5/2019 5:42:53 PM
762852 | CRLA_CCAL_4034C | Alkalinity by Standard Methods 15th Edition Method 403, Procedure 4C | 11NPSWRD_WQX | Alkalinity was determined by the Cooperative Chemical Analytical Laboratory at Oregon State University following Method 403 (Standard Methods 15th Edition) Procedure 4C, titrated to pH 4.5 (Modifications: Use 0.02N Na2CO3 and 0.02N H2SO4) using a Radiometer type TTT 1c auto-titrator with glass pH electrode, calomel reference electrode and temperature compensator electrode. |  |  | 2/5/2019 5:42:26 PM
762846 | CRLA_CCAL_417F | Ammonia by Standard Methods 15th Edition Method 417F | 11NPSWRD_WQX | Ammonia was determined by the Cooperative Chemical Analytical Laboratory at Oregon State University following Method 417F (Standard Methods 15th Edition), colorimetric automated phenate method and using a Technicon Auto-Analyzer. |  |  | 2/5/2019 5:42:24 PM
762847 | CRLA_CCAL_418F | Nitrate by Standard Methods 15th Edition Method 418F | 11NPSWRD_WQX | Nitrate was determined by the Cooperative Chemical Analytical Laboratory at Oregon State University using Standard Methods 15th Edition Method 418F, automated cadmium reduction or Technicon Industrial Method 100-70W. |  |  | 2/5/2019 5:42:24 PM
762853 | CRLA_CCAL_423 | pH by Standard Method 15th Edition Method 423 | 11NPSWRD_WQX | pH was determined by the Cooperative Chemical Analytical Laboratory at Oregon State University following Standard Method 15th Edition Method 423 with an electrometric glass electrode (Radiometer Model G202L, reference electrode mercury-mercury chloride half cell K401) with temperature compensation. |  |  | 2/5/2019 5:42:26 PM
764354 | CRLA_CCAL_CL | Chloride Technicon Industrial Method 99-70W | 11NPSWRD_WQX | Chloride was determined by the Cooperative Chemical Analytical Laboratory at Oregon State University following Technicon Industrial Method 99-70W, utilizing a Technicon Auto-Analyzer from 1983 to 1988. |  |  | 2/5/2019 5:42:26 PM
762848 | CRLA_CCAL_OP1 | Orthophosphate by Standard Methods 15th Edition Method 424F Klett Summerson Colorimeter | 11NPSWRD_WQX | Orthophosphate was determined by the Cooperative Chemical Analytical Laboratory at Oregon State University following Standard Methods 15th Edition Method 424F, Reactive Phosphate, with ascorbic Acid finish utilizing a Klett Summerson Colorimeter Model 900-3 with 1.5 cm path length and a 660 nm red filter from 1983 to February 1989. |  |  | 2/5/2019 5:42:24 PM
764357 | CRLA_CCAL_OP2 | Orthophosphate by Standard Methods 15th Edition Method 424F Milton Roy 601 | 11NPSWRD_WQX | Orthophosphate was determined by the Cooperative Chemical Analytical Laboratory at Oregon State University following Standard Methods 15th Edition Method 424F, Reactive Phosphate, with ascorbic acid finish utilizing a Milton Roy 601 Spectrophotometer with a 10 cm path length, analysis occurred at 880 nm, from March 1989 to 2004. |  |  | 2/5/2019 5:42:28 PM
764351 | CRLA_CCAL_SIO2 | Silica by Technicon Industrial Method 105-71W/B | 11NPSWRD_WQX | Silica was determined by the Cooperative Chemical Analytical Laboratory at Oregon State University following Technicon Industrial Method 105-71W/B on a Technicon Auto-Analyzer. |  |  | 2/5/2019 5:42:24 PM
762862 | CRLA_CCAL_SM205 | Specific Conductance by Standard Methods 15th Edition Method 205 Wheatstone Bridge | 11NPSWRD_WQX | Specific conductance was determined by the Cooperative Chemical Analytical Laboratory at Oregon State University following Standard Methods 15th Edition Method 205, with either a YSI Model 31 or a YSI Model 33 Wheatstone Bridge. |  |  | 2/5/2019 5:42:27 PM
764355 | CRLA_CCAL_SO4 | Sulfate by Technicon Industrial Method 105-72W | 11NPSWRD_WQX | Sulfate was determined by the Cooperative Chemical Analytical Laboratory at Oregon State University following Technicon Industrial Method 105-72W, utilizing a Technicon Auto-Analyzer from 1983 to 1988. |  |  | 2/5/2019 5:42:26 PM
764352 | CRLA_CCAL_TKN1 | Total Kjeldahl Nitrogen Fisher Electro Model 81 Spectrophotometer | 11NPSWRD_WQX | Total Kjeldahl nitrogen was determined by the Cooperative Chemical Analytical Laboratory at Oregon State University using Kjeldahl digestion: H2SO4, CuSO4/KCl, followed by a Nessler finish on a Fisher Electro Model 81 Spectrophotometer at 425 nm using a blue filter from 1983 to November 1986. |  |  | 2/5/2019 5:42:26 PM
764356 | CRLA_CCAL_TKN2 | Total Kjeldahl Nitrogen Milton-Roy 601 | 11NPSWRD_WQX | Total Kjeldahl nitrogen was determined by the Cooperative Chemical Analytical Laboratory at Oregon State University using Kjeldahl digestion: H2SO4, CuSO4/KCl, followed by a Nessler finish on a Milton-Roy 601 Spectrophotometer at 425 nm from December 1986 to 2004. |  |  | 2/5/2019 5:42:27 PM
764359 | CRLA_CCAL_TN | CCAL Total Nitrogen Procedure | 11NPSWRD_WQX | Total Nitrogen equal to total kjeldahl nitrogen plus Nitrate - Introduced 2005 |  |  | 2/5/2019 5:42:56 PM
762849 | CRLA_CCAL_TP1 | Total Phosphorus by Standard Methods 15th Edition Methods 424C and 424F Klett Summerson Colorimeter | 11NPSWRD_WQX | Total phosphorus was determined by the Cooperative Chemical Analytical Laboratory at Oregon State University following Standard Methods 15th Edition Methods 424C and 424F, persulfate digestion with ascorbic acid finish utilizing a Klett Summerson Colorimeter Model 900-3 with a 1.5 cm path length and 660 nm red filter from 1983 to February 1989. |  |  | 2/5/2019 5:42:26 PM
762863 | CRLA_CCAL_TP2 | Total Phosphorus by Standard Methods 15th Edition Methods 424C and 424F Milton Roy 601 | 11NPSWRD_WQX | Total phosphorus was determined by the Cooperative Chemical Analytical Laboratory at Oregon State University following Standard Methods 15th Edition Methods 424C and 424F, persulfate digestion with ascorbic acid finish utilizing a Milton Roy 601 Spectrophotometer with a 10 cm path length from March 1989 to 2004. |  |  | 2/5/2019 5:42:29 PM
762855 | CRLA_DETRITUS | Detritus in Sediment Determination | 11NPSWRD_WQX | The material greater than 250 um was sieved and separated into a fraction greater than 500 um and a fraction between 250 um and 500 um. The subsample (field processing created a subsample of solution that had passed through a 250 um sieve) of material less than 250 um was filtered through a 0.7 um glass fiber filter. The filters and detritus samples were dried at 55 degrees Celsius for 48 hours, weighed, ashed at 550 degrees Celsius for 4 hours, and reweighed. |  |  | 10/15/2018 6:33:17 PM
763451 | CRLA_DIL_EVAP | Pan Evaporation on Lake Surface | 11NPSWRD_WQX | A tin evaporating pan 13 inches square and 6 inches deep was used. To avoid the bright reflections its inside was painted dirt brown with pitch and soil. It was supported on a raft so that the lower part of the pan was in the water of the lake. The raft was anchored in an open bay where the water was 7 feet deep and freely agitated by the winds. |  |  | 11/7/2018 3:03:20 PM
763449 | CRLA_DIL_NZ | Water Temperature by Negretti-Zambra Thermometer | 11NPSWRD_WQX | Temperature was determined with a deep-sea Negretti-Zambra thermometer attached to a calibrated sample line. |  |  | 11/7/2018 3:03:20 PM
763452 | CRLA_DIL_WLGAGE | Crater Lake 1892-1901 Water Level Gage | 11NPSWRD_WQX | Crater Lake water level measurements reported in the 1902 USGS document, "The Geology and Petrography of Crater Lake National Park," are a compilation of readings taken from more than one reference gage at the same general location by different persons from 1892-1901. The authors of Part I of this study reduced the zero levels of the different gages to the zero level of the Mazama gage and reported the values accordingly. The Mazama gage was erected on August 22, 1896 by C. H. Sholes and Earl M. Wilbur, president and secretary, respectively, of a conservation and recreation organization called Mazamas of Portland, Oregon. |  |  | 11/7/2018 3:03:21 PM
763450 | CRLA_DIL_WT | Water Temperature by Thermometer with Thick Glass Jacket | 11NPSWRD_WQX | Researchers in this 1901 project used "several thermometers of the common form, but with thick glass jackets to withstand pressure" from the depths of Crater Lake. In addition, according to the study, "each thermometer was placed in a protecting brass tube, closed by a perforated rubber cork, and placed in a cylindrical bucket, 3-1/4 inches in diameter, having an upward opening valve at each end to allow the water to pass through while the bucket was descending, but to hold it confined while ascending, and thus not only preserve the temperature of the thermometer but at the same time to furnish a sample of the water from any depth desired." Hard-drawn tinned-steel wire, No. 0.042, was attached to each temperature apparatus and a reel with a rapid winding attachment was used to haul the apparatus from depth. The stone, which provided weight during the descent, and its attaching double hook were released from the suspending bar at the end of the wire when the bottom was struck. Loops were placed on the wire at intervals of 500 feet, so that several thermometers could be sent down at the same time. After lowering the thermometers they were moved vigorously up and down for a few minutes to fill each cylinder with water. They were allowed to remain there for half an hour to come to the temperature of the depth. The thermometers were raised as rapidly as possible and read at the surface. The thermometer from a depth of over 1,900 feet reached the surface and was read in less than 4 minutes. |  |  | 11/7/2018 3:03:20 PM
763499 | CRLA_DL_CHLRA | Chlorophyll a Procedure by D. Larson, 1968-69 Study | 11NPSWRD_WQX | The samples were treated immediately with saturated MgCO3 to neutralize the acid produced by algal decomposition. Within less than six hours, a specific volume of each sample was filtered with the Millipore unit (filter pore size equaled 0.8 µ).The filters were placed in a desiccator and stored in a freezer compartment held at -25.0 degrees Celsius. Pigments were extracted by grinding the filter and rinsing it into a centrifuge tube containing 10 ml of 90% distilled reagent grade acetone. Each tube was stoppered, shaken vigorously and stored in a refrigerator for 1-2 hrs. Later tubes were centrifuged for 10 minutes at 15,000 rpm. The supernatant liquid from each tube was decanted into a 1 cm-path-length spectrophotometer cell. Immediately, the optical density of each solution was measured photometrically at wave lengths of 750 mµ, 665 mµ, 645 mµ, and 645 mµ. Measurements were corrected against a blank cell containing 90% acetone only. The concentrations of chlorophyll a were calculated in accordance with the Strickland and Parsons equation. |  |  | 11/7/2018 3:21:39 PM
763463 | CRLA_DOLE_FE | Dole's Procedure for Iron | 11NPSWRD_WQX | Iron was estimated on the portion being used for the determination of total dissolved solids according to Dole's procedures. |  |  | 11/7/2018 3:03:36 PM
763464 | CRLA_DOLE_SI | Dole's Procedure for Silica | 11NPSWRD_WQX | Silica was estimated on the portion being used for the determination of total dissolved solids according to Dole's procedures. |  |  | 11/7/2018 3:03:36 PM
763485 | CRLA_EMSTRIP_PH | pH by E.M. Colorphast pH Strips | 11NPSWRD_WQX | Measurements of pH were made with a non-bleeding, low-ionic-strength, pH indicating dyes (E.M. Colorphast pH Strips). |  |  | 11/7/2018 3:21:12 PM
763480 | CRLA_FES_K | Potassium by Flame Emission Spectroscopy | 11NPSWRD_WQX | Potassium was determined by flame emission spectroscopy (FES) in a stoichiometric air-acetylene flame with added cesium ion (0.1 percent v/v) at 766.6 nm. |  |  | 11/7/2018 3:21:12 PM
763481 | CRLA_FES_LI | Lithium by Flame Emission Spectroscopy | 11NPSWRD_WQX | Lithium was determined by flame emission spectroscopy (FES) in a fuel rich, air-acetylene flame with added potassium ion (0.1 percent v/v) at 670.8 nm. |  |  | 11/7/2018 3:21:12 PM
763482 | CRLA_FES_NA | Sodium by Flame Emission Spectroscopy | 11NPSWRD_WQX | Sodium was determined by flame emission spectroscopy (FES) in a fuel rich, air-acetylene flame with added potassium ion (0.1 percent v/v) at 589.0 nm. |  |  | 11/7/2018 3:21:12 PM
763087 | CRLA_GERG_PAH | GERG Polycyclic Aromatic Hydrocarbons Analysis | 11NPSWRD_WQX | Polycyclic aromatic hydrocarbons (PAH) were extracted using the procedure outlined in Geochemical and Environmental Research Group at Texas A&M University (GERG) Standard Operating Procedure (SOP) 8902 Rev 4 and analyzed according to protocol in GERG SOP 9406 Rev 1. |  |  | 10/17/2018 2:14:00 PM
763458 | CRLA_HCB_PH | pH Hellige Comparator Block | 11NPSWRD_WQX | pH was determined by a Hellige comparator block at the lake. |  |  | 11/7/2018 3:03:35 PM
762856 | CRLA_HOFF_ZOO | Hoffman Zooplankton Identification and Enumeration | 11NPSWRD_WQX | In the laboratory an aliquot was taken from a thoroughly mixed sample. A graduated bulb pipette was used to extract the aliquot from the sample. The relationship between aliquot volume to be counted and sample volume was determined by weight. By dividing the weight of the aliquot into the weight of the sample and multiplying the quotient times the number of organisms counted, an estimate of the number of organisms in the entire sample was obtained. Two aliquots per sample were counted for the vertical tows in 1967 and the horizontal tows in 1968. Three aliquots per sample were counted for the horizontal tows in August 1967, and the vertical tows in 1968. The organisms were enumerated under a dissecting microscope by species and two age classes, adults and juveniles. All forms having no eggs and being no larger than one fourth the size of the adults were classified as juveniles. |  |  | 10/15/2018 6:33:18 PM
763474 | CRLA_ISE_FL | Fluoride by Orion Ion Specific Electrode | 11NPSWRD_WQX | Fluoride was determined by an Orion ion specific electrode; TISAB II was mixed 1:1 with all samples and standards. |  |  | 11/7/2018 3:21:12 PM
762859 | CRLA_JS_PHYTOPL | Phytoplankton Identification and Enumeration by John Salinas | 11NPSWRD_WQX | In the laboratory, each phytoplankton sample was homogenized by shaking and poured into a 1 L graduated cylinder and settled for 72 hours. The sample was concentrated to 100 ml by aspirating off the top and split into 2-50 ml aliquots. One aliquot was put aside for archiving and the other was rinsed into a Hydro-bios Kiel 50 mL settling chamber and allowed to settle for 24 hours. The settled sample was then placed on a Nikon DIAPHOTTMD inverted microscope fitted with a Javelin color camera and Sony color printer and monitor. The first 200 cells encountered were counted and identified at 1500 X oil on phase contrast. A digital photomicrograph was taken of the major algal taxa encountered and are included with this report. The cell density was calculated in cells per liter (cells/L) using the following: N = [n(A/WL)] / [V/1000] cf, where N = the number of cells per liter; n = the number of cells counted; A = the area of the chamber (cm2); W = the field width (cm); L = the total length of the transect counted (cm); V = the volume of the chamber (mL); cf= the volume of the concentrated sample divided by the volume of the original field sample. |  |  | 10/15/2018 6:33:30 PM
762860 | CRLA_JS_ZOOPLNK | Zooplankton Identification and Enumeration by John Salinas | 11NPSWRD_WQX | In the laboratory, all samples were stained with Eosin Y prior to processing to facilitate counting. The samples were diluted to acceptable concentrations using a Folsom Plankton Splitter. One collecting tray, from the splitter, was designated as the counting (C) tray, the other as the picked (P) tray. The sample was placed in the splitter and rocked 5x to randomize sample, then poured into the trays. The splitter was rinsed with 0.22 um filtered Crater Lake water, rocked 5 more times and poured into the trays. The C tray was poured back into the splitter and the procedure repeated until an approximate density of zooplankton were obtained to facilitate counting (ca. 250-350 organisms/sample), by observing the tray under a stereo microscope. All other remaining organisms were retained in the P tray. Both tray samples were then filtered through 0.10 gum nitex cloth to reduce volume and remove sugar formalin, then rinsed into 25 mL liquid scintillation vials. The P vial was preserved with 1 mL of 10% sugar formalin, used for identification of zooplankton and archived. The C vial was rinsed into a Hydro-bios Kiel 50 mL settling chamber, allowed to settle undisturbed for 24 hours and the sample counted at 4x (for crustacean zooplankton) and 20x (for rotifers) with phase contrast on a Nikon Diaphot-TMD inverted microscope fitted with a Javelin color camera and Sony color printer and monitor. A digital photomicrograph was also taken of the major zooplankton taxon encountered and are included with this report. The counts were used to estimate the number of organisms per cubic meter (organisms/m 3) of lake water filtered: N = (ndf) / VL, where N = number of organisms per cubic meter; n = number of organisms counted; df= dilution factor of sample (splits); VL= volume of (m 3 ) of lake water filtered. Here, VL= net opening area (m 2 ) X length of tow (m) X filter factor (a 100%factor was used). |  |  | 10/15/2018 6:33:30 PM
763495 | CRLA_KAHL268_LT | Light Transmissivity Determined by Kahl Model 268-WA310 Submarine Photometer | 11NPSWRD_WQX | Transparency was measured with a Kahl Model 268-WA310, selenium barrier-layer photocell, spectral range in sunlight of 400-640 mµ submarine photometer with no filter, a blue filter (Kahl manufactured) having a spectral range of 300-500 mµ, a green filter (Kahl manufactured) having a spectral range of 460-660 mµ, and a red filter (Kahl manufactured) having a spectral range of 500-720 mµ were employed. |  |  | 11/7/2018 3:21:38 PM
763489 | CRLA_LTMP_423 | pH by Standard Method 14th Edition Method 423 Altex Meter | 11NPSWRD_WQX | The lab at Crater Lake National Park followed Standard Methods 14th Edition Method 423 with a glass pH combination electrode and temperature compensator electrode (Altex meter) to determine pH. |  |  | 2/5/2019 5:42:26 PM
763465 | CRLA_MASON_PO4 | Phosphate Colorimetric Method | 11NPSWRD_WQX | Phosphate was determined according to the colorimetric method proposed by Woodman and outlined by Mason. Fifty grams of the water was evaporated to dryness after the addition of 3 cubic centimeters of nitric acid. The residue was heated two hours in a water oven, then extracted with cold water, filtered, and diluted to 50 cubic centimeters in a comparison tube. Four cubic centimeters of a solution containing 50 grams per liter of ammonium molybdate was added and the well mixed liquid was then compared with standard phosphate solutions which had been treated in the same manner. |  |  | 11/7/2018 3:03:36 PM
763477 | CRLA_MBSPE_SIO2 | Silica Molybdenum Blue Spectrophotometric Procedure | 11NPSWRD_WQX | Silica was analyzed at 640 nm by a modification of the molybdenum blue spectrophotometric procedure described by Shapiro and Brannock (1956) using 10 mL of the filtered acidified spring water. |  |  | 11/7/2018 3:21:12 PM
762867 | CRLA_MOSS_EXAM | Crater Lake Deep-water Moss Examination | 11NPSWRD_WQX | Representative specimens from each moss collection were examined with a compound microscope at magnifications ranging from 100X to 1000X. |  |  | 10/16/2018 9:04:39 AM
763081 | CRLA_OROS_ALKAN | Petroleum and Total N-Alkanes | 11NPSWRD_WQX | The n-alkanes were detected in the total extract or separated hydrocarbon fractions by the GC retention index or in GC-MS data by the mass fragmentogram plot of the m/z 85 key fragment ion. |  |  | 10/17/2018 2:13:59 PM
763082 | CRLA_OROS_UCM | Unresolved Complex Mixture (UCM) of Petroleum Hydrocarbons | 11NPSWRD_WQX | The unresolved complex mixture (UCM) of petroleum hydrocarbons was determined as the broad 'hump' observed on the chromatograms. It is associated with the heavier compounds in petroleum and lubricating oils. It results from an unresolved ¿¿complex¿¿ mixture of branched and cyclic hydrocarbons, which generally indicates a petrogenic hydrocarbon input from heavier hydrocarbon fractions of petroleum. The UCM is always present in unburned petroleum emissions, however, its chemical components cannot be fully determined. |  |  | 10/17/2018 2:13:59 PM
763083 | CRLA_PETE_PR/PH | Pristane Phytane Ratio Calculation | 11NPSWRD_WQX | Pristane (Pr) and phytane (Ph) have specific chemical structures which are unique to their source and together they are not synthesized by contemporary biota. The Pr/Ph was calculated to determine the presence of petroleum residues (Peters & Moldowan, 1993). |  |  | 10/17/2018 2:13:59 PM
764360 | CRLA_PHOTO_KAHL | Kahlisco Radiometric Underwater Irradiameter | 11NPSWRD_WQX | Various Kahl submarine photometers were used including model 268WA-350 in the early 1980s and model 68WB365TD in the late 1980s and early 1990s. Underwater and deck sensors were equipped with Kahl clear, red, green, and blue filters over a photodetector. |  |  | 2/5/2019 5:47:36 PM
762857 | CRLA_PHYTOID | Phytoplankton Identification and Enumeration | 11NPSWRD_WQX | Preparation for microscopic observation entailed sub-sampling the samples and gently filtering the aliquots through 0.45 micrometer MF-Millipore membrane filters. Filters were made transparent by placing the filters on immersion oil on microscope slides and warming to draw oil into filter by water evaporation (Lind 1974). Mounted filters were observed using phase and brightfield microscopy (American Optical H20). Counts were made of at least 100 discrete algal particles (colonies or cells) having distinct chromatophores at a magnification of 1000x. This method of preparation provided permanent slides for future examination of preserved material. For supplemental identifications of fragile species, observations were made with an inverted microscope (Wild M40). Scanning electron photomicrographs of selected small diatoms were made using a JEOL JSM-35 scanning electron microscope. For SEM observations, preserved specimens were filtered on MF-membrane (0.45 micrometer) filters, and subsequently coated with gold-palladium (100 A thickness) using a Technics Hummer II. |  |  | 10/15/2018 6:33:25 PM
763457 | CRLA_RRWT_TEMP | Water Temperature by Reversing Richter-Wiesse Thermometer | 11NPSWRD_WQX | Temperature was measured with reversing Richter-Wiesse thermometers, accurate to 0.01 °C, that were attached to Nansen type sampling bottles. |  |  | 11/7/2018 3:03:35 PM
764361 | CRLA_SECCHI_100 | Secchi Disk-100 cm | 11NPSWRD_WQX | A 100 cm secchi disk attached to a metered cable was lowered and the descending and ascending values were recorded. Three readings were recorded on most occasions, usually by two or more observers. |  |  | 2/5/2019 5:47:47 PM
764366 | CRLA_SECCHI_12 | Secchi Disk-12 cm | 11NPSWRD_WQX | A 12 cm secchi disk attached to a metered cable was lowered and the descending and ascending values were recorded. Three readings were recorded on most occasions, usually by two or more observers. |  |  | 2/5/2019 8:21:33 PM
744779 | CRLA_SECCHI_20 | Secchi Disk-20 cm | 11NPSWRD_WQX | A 20 cm secchi disk attached to a metered cable was lowered and the descending and ascending values were recorded. Three readings were recorded on most occasions, usually by two or more observers. |  |  | 2/5/2019 5:44:10 PM
764364 | CRLA_SECCHI_30 | Secchi Disk-30 cm | 11NPSWRD_WQX | A 30 cm secchi disk attached to a metered cable was lowered and the descending and ascending values were recorded. Three readings were recorded on most occasions, usually by two or more observers. |  |  | 2/5/2019 6:13:48 PM
764363 | CRLA_SECCHI_40 | Secchi Disk-40 cm | 11NPSWRD_WQX | A 40 cm secchi disk attached to a metered cable was lowered and the descending and ascending values were recorded. Three readings were recorded on most occasions, usually by two or more observers. |  |  | 2/5/2019 5:47:58 PM
764362 | CRLA_SECCHI_UN | Secchi Disk-Unspecified cm | 11NPSWRD_WQX | An unspecified size secchi disk attached to a metered cable was lowered and the descending and ascending values were recorded. Three readings were recorded on most occasions, usually by two or more observers. |  |  | 2/5/2019 5:47:56 PM
763084 | CRLA_SIMONE_CPI | Carbon Preference Index (CPI) Calculation | 11NPSWRD_WQX | The carbon preference index (CPI) was calculated as the ratio of odd-carbon-numbered to even-carbon-numbered n-alkane peaks in a sample. |  |  | 10/17/2018 2:13:59 PM
763085 | CRLA_SIMONE_PWA | Plant Wax Alkane Calculation | 11NPSWRD_WQX | The plant wax n-alkanes were calculated as the remaining concentration after subtraction of the petroleum n-alkane concentration (Simoneit et al., 1991). The concentrations of the wax n-alkanes were subtracted from the average of the next higher and lower even carbon numbered homologs: Wax Cn = [Cn] - {(Cn+1)+(Cn-1)/2}. |  |  | 10/17/2018 2:13:59 PM
763475 | CRLA_TITR_HCO3 | Bicarbonate Titrametrically | 11NPSWRD_WQX | Bicarbonate was determined titrametrically as alkalinity using a constant-drive burette, a combination pH glass electrode, a specific ion- pH meter, a strip chart recorder, and standardized sulfuric acid (0.05N). The laboratory pH was taken as the pH at the start of the alkalinity titration. |  |  | 11/7/2018 3:21:12 PM
762851 | CRLA_TRI_CHLA | Chlorophyll a by Trichromatic Method | 11NPSWRD_WQX | Substrate samples were submersed in known volumes of 90% acetone for 24hr at 4 degrees Celsius in the dark. Chlorophyll a concentration in the extract was determined by the trichromatic method (Strickland and Parsons 1968). |  |  | 10/15/2018 6:33:14 PM
762845 | CRLA_TROUT_ID | Bul Trout Study Identification and Counting Procedure | 11NPSWRD_WQX | During the survey each species of fish was counted and classified by age on the basis of body size. Fish less than 60 mm were classified as age 0, fish between 60 and 100 mm were classified as age 1, and fish greater than 100 mm were classed as age 2 and older. Researchers did not identify trout by lifestage (adult, juvenile, etc.). Brook and bull trout hybrids were identified by spots on their dorsal and caudal fins and often by weak tricoloration (slight or no orange cast with a black stripe next to a white leading edge) of their pectoral and pelvic fins. Bull trout had clear dorsal fins and lacked body vermiculations; their pectoral and pelvic fins were either clear or had an orange cast and white leading edge. Brook trout had prominent tricoloration of their pectoral and pelvic fins, as well as body and dorsal fin vermiculations. Brook trout as small as 50 mm were discernable from bull trout by their dorsal fin vermiculations. Estimates of fish abundance were made by direct observation by a single snorkel diver in 10 percent (every tenth unit of habitat type) of all habitats, except in Sun Creek where 20 percent of the pools (every fifth pool) were surveyed. These counts were extrapolated to estimate the total number of fish in each stream. Electroshocking sampled selected sites and gave a general estimate of fish abundance in areas not surveyed by snorkel diving. |  |  | 10/15/2018 6:33:13 PM
763476 | CRLA_TURB_SO4 | Sulfate by Turbidimetric Procedure | 11NPSWRD_WQX | Sulfate was determined by a turbidimetric procedure using BaCl2 to precipitate BaSO4. |  |  | 11/7/2018 3:21:12 PM
763459 | CRLA_UTT_PHYT | Phytoplankton Enumeration | 11NPSWRD_WQX | Phytoplankton sample were taken directly from the water bottles, centrifuged and enumerated. |  |  | 11/7/2018 3:03:35 PM
763466 | CRLA_VW_CA | Calcium Titration | 11NPSWRD_WQX | Calcium was determined by titration with permanganate solution. |  |  | 11/7/2018 3:03:36 PM
763467 | CRLA_VW_CL | Chloride Precipitation | 11NPSWRD_WQX | A weighed sample was acidified with nitric acid and chloride was precipitated with silver nitrate. It was considered unnecessary to boil the solution, and the precipitate, after being filtered out in a tared Gooch crucible fitted with an asbestos mat, was heated in an air oven at 130 C to a constant weight. Chloride was computed from this weight of silver chloride. |  |  | 11/7/2018 3:03:36 PM
763468 | CRLA_VW_HCO3 | Bicarbonate, Gravimetrically | 11NPSWRD_WQX | The amount of bicarbonate was determined gravimetrically. The apparatus consisted of a half liter round bottom flask, supported over a Fletcher burner, and fitted with a separatory funnel and a reflux condenser tilted at an angle of about 60 degrees with horizontal. A train of bulbs and tubes was placed as follows: Calcium-chloride bulb, U-tube filled with glass beads and anhydrous copper sulfate, two calcium-chloride bulbs in series, potash bulbs with calcium-chloride guard tube, calcium chloride bulb, stopcock, and tube attached to a Richards suction pump. The potash bulbs were of Geissler's type, the guard tube being behind the bulbs of the potash set, and the safe capacity of the apparatus when filled was about one gram of carbon dioxide. A flask containing caustic potash was attached to the separatory funnel so that air free from carbon dioxide could be drawn into the reaction flask. All joints except the two by which the potash set was connected with the train were cork made air tight by repeated coatings of shellac. The potash set was attached by means of rubber tubing, the glass ends being butted close together so that as little rubber as possible might be exposed. The apparatus with the potash set removed was saturated with carbon dioxide, and a current of air free from carbon dioxide was passed through the train to remove all excess carbon dioxide. The potash set, after being weighed, was placed in the train and a weighed sample of the water to be tested was introduced into the flask through the separatory funnel. A measured amount of the 1 to 4 hydrochloric acid was then cautiously introduced into the flask, the tube leading into the potash set was attached, a slow suction was started, and the reaction flask was slowly heat to incipient boiling. It was kept at this point for 15 minutes, then the source of heat was removed and the apparatus was allowed to stand for half an hour, a slow current of air being drawn through it. The suction was then removed, and the potash set was placed in the balance case and weighed as soon as possible. The increase in weight was computed as carbon dioxide set free from the sample. Determinations were made on a sample of the water and on a dried and ignited residue obtained by evaporating a sample. The difference between these two weights represents dissolved carbon dioxide and the carbon dioxide set free by the decomposition of bicarbonate on evaporation and heating. |  |  | 11/7/2018 3:03:36 PM
763469 | CRLA_VW_MG | Magnesium, Gravimetrically | 11NPSWRD_WQX | Magnesium was determined gravimetrically as pyrophosphate, unless the amount was small and then it was titrated with a standard solution of uranium nitrate. |  |  | 11/7/2018 3:03:36 PM
763470 | CRLA_VW_NO3 | Nitrate Phenol-Disulphonic Method | 11NPSWRD_WQX | Determination of nitrate was made by the phenol-disulphonic acid method after the removal of chloride by means of silver sulfate. |  |  | 11/7/2018 3:03:36 PM
763471 | CRLA_VW_SO4 | Sulfate Precipitation | 11NPSWRD_WQX | A weighed sample was acidified with hydrochloric acid and sulfate was precipitated and weighed as barium sulfate. |  |  | 11/7/2018 3:03:36 PM
763472 | CRLA_VW_TDS | Total Dissolved Solids, Gravimetrically | 11NPSWRD_WQX | A weighed amount of liquid was evaporated to dryness in a tared platinum dish, and the residue was heated for an hour in and air oven at 180 deg C and weighed, after which the residue was ignited to a constant weight. Amounts of liquid were chosen that would give less than 5 grams of total ignited solids. Both the weight of the residue dried at 180 C and the weight after ignition were recorded. |  |  | 11/7/2018 3:03:36 PM
763462 | CRLA_WESTON_LT | Light Transmissivity by Weston Cell Submarine Photometer | 11NPSWRD_WQX | A submarine photometer using a Weston cell, was designed and constructed so that it, and the accessory apparatus, could be used from a small boat. The relative intensity below the surface was measured and then the photometer was lowered to successive depths. A second photometer was kept at the surface to correct for any variations in surface intensity. |  |  | 11/7/2018 3:03:35 PM
744775 | CRLA_WETLABS_CH | Wet Labs WETStar Fluorometer | 11NPSWRD_WQX | This WETStar is primarily designed to measure the fluorescence of chlorophyll containing phytoplankton, which absorb light of wavelengths between 400 and 520 nm and emit light between 670 and 730 nm. The chlorophyll WETStar uses two bright blue LEDs (centered at approximately 470 nm and modulated at 1 kHz) to provide the excitation. Blue interference filters are used to reject the small amount of red light emitted by the LEDs. A detector positioned at 90 degrees to the axis of the LED mounts measures the emitted light from the sample volume. The approximately 0.25 cm3 sample volume is defined by the intersection of the excitation light with the field of view of the detector, within the quartz flow tube. A red interference filter is used to discriminate against the scattered blue excitation light. The red fluorescence emitted at 90 degrees is synchronously detected at 1 kHz by a silicon photodiode. The amplified and demodulated voltage output of the photodiode is provided to the user for connection to a digital voltmeter, an A/D converter or RS232 input. The instrument contains two LEDs, doubling the excitation light, as well as mirrors and lenses to optimize the instrument?s performance. |  |  | 2/5/2019 6:36:20 PM
744776 | CRLA_WETLABS_LT | Wet Labs C-Star Transmissometer | 11NPSWRD_WQX | Light transmissivity was measured by a Wet Labs C-Star light transmissometer of unknown model. |  |  | 2/5/2019 6:44:44 PM
730234 | CRSTQAP | Cheyenne River Sioux Tribe Quality Assurance Procedures | CHEYRIVR | Cheyenne River Sioux Tribe Quality Assurance Procedures Citation: Cheyenne River Sioux Tribe - Quality Assurance Procedures |  |  | 2/20/2018 7:00:23 PM
730252 | CSKT_QUAPP | Confederated Salish and Kootenai Tribes Quality Assurance Project Plan | CSKTRIBE |  |  |  | 2/6/2018 9:38:28 AM
274891 | CSMP-TD | CSMP Tape-down Measurement to Water Surface | MNPCA |  |  |  | 11/3/2015 1:00:03 PM
4758 | CSRS GW | Computerized Stratified Random Site-Selection Approaches for Design of a Ground-Water-Quality Sampling Network | USDOI/USGS | Computerized Stratified Random Site-Selection Approaches for Design of a Ground-Water-Quality Sampling Network ~ USGS ; Scott, Jonathon C. |  | https://www.nemi.gov/methods/sams_method_summary/11959/ | 7/31/2013 12:00:00 AM
732191 | CSVOA | EPA CLP Program SVOA Method | EPA_GLNPO |  |  |  | 2/2/2018 10:02:55 AM
732192 | CSVOA_FS | EPA CLP program SVOC method, Full Scan | EPA_GLNPO |  |  |  | 7/20/2018 10:19:09 AM
732193 | CSVOA_SIM | EPA CLP program SVOC method, SIM | EPA_GLNPO |  |  |  | 7/20/2018 10:19:09 AM
732194 | CTD | Specific Gravity, Initial and Final Void Ratio | EPA_GLNPO |  |  |  | 4/22/2016 9:30:36 PM
2369 | CTM-001 | Determination of Butadiene Emissions | USEPA |  |  |  | 8/12/2006 11:50:00 PM
2370 | CTM-002 | Determination of Particulate Matter | USEPA |  |  |  | 8/12/2006 11:50:00 PM
2371 | CTM-004 | Determination of HCl Emissions | USEPA |  |  |  | 8/12/2006 11:50:00 PM
2372 | CTM-005 | Determination of Condensable Emissions | USEPA |  |  |  | 8/12/2006 11:50:00 PM
2373 | CTM-006 | Chromium Emissions from Electroplaters | USEPA |  |  |  | 8/12/2006 11:50:00 PM
2374 | CTM-010 | Perchloroethylene of Wet Waste Materials | USEPA |  |  |  | 8/12/2006 11:50:00 PM
2375 | CTM-011 | Determination of Halogenated Organics | USEPA |  |  |  | 8/12/2006 11:50:00 PM
511155 | CUPN_909C | Fecal Coliform Membrane Filter Procedure | 11NPSWRD_WQX | American Public Health Association; 1998; Standard Methods for the Examination of Water and Wastewater, 20th Edition.; American Public Health Association; 20th Edition |  |  | 10/30/2018 12:34:38 PM
511154 | CUPN_ANC_FIELD | ANC Field Procedure Using Colorimetric Titration | 11NPSWRD_WQX | Unknown; 19--; No Cite - Method Not Cited; Unknown; Vol -- |  |  | 10/30/2018 12:34:38 PM
511158 | CUPN_ATRAZINE | Immunoassay | 11NPSWRD_WQX | immunoassay, USEPA method 4670 Unknown; 19--; No Cite - Method Not Cited; Unknown; Vol -- |  |  | 10/30/2018 12:34:39 PM
511153 | CUPN_DISCHARGE | CUPN Open Flow Determination with Electronic Meter | 11NPSWRD_WQX |  |  |  | 11/7/2018 3:35:31 PM
511156 | CUPN_NH4 | Ion Chromatograph (non-approved) | 11NPSWRD_WQX | Unknown; 19--; No Cite - Method Not Cited; Unknown; Vol -- |  |  | 10/30/2018 12:34:40 PM
511157 | CUPN_OLDCATIONS | Cation analysis from 7-10-2002 through 9-30-2004 (not approved) | 11NPSWRD_WQX | This proceedure was sonducted on all CUPN samples for cation analysis between the dates of 7-10-2002 and 9-30-2004. This is not a standard method for analysis of cations, but was used nonetheless. Unknown; 19--; No Cite - Method Not Cited; Unknown; Vol -- |  |  | 10/30/2018 12:34:39 PM
743399 | CURE_HACH2100N | Hach 2100N Turbidimeter | 11NPSWRD_WQX | Sample Collection as Per U.S. Geological Survey National Field Manual 6.02 Unknown; 19--; No Cite - Method Not Cited; Unknown; Vol -- |  |  | 2/5/2018 1:54:22 PM
743401 | CURE_HYDROLAB_MS5 | Hydrolab MS5 Multiprobe with LDO Sensor | 11NPSWRD_WQX | Hydrolab MS5 with LDO sensor. Sample Collection as Per U.S. Geological Survey National Field Manual 6.02. Unknown; 19--; No Cite - Method Not Cited; Unknown; Vol -- |  |  | 2/5/2018 1:54:22 PM
743397 | CURE_LIG_THERM | Liquid in Glass Thermometer | 11NPSWRD_WQX | Unknown; 19--; No Cite - Method Not Cited; Unknown; Vol -- |  |  | 2/5/2018 1:54:22 PM
743402 | CURE_SONTEK_FLOW | Sontek Flowtracker | 11NPSWRD_WQX | Unknown; 19--; No Cite - Method Not Cited; Unknown; Vol -- |  |  | 2/5/2018 1:54:22 PM
743420 | CURE_SONTEK_RIVERSUR | Sontek RiverSurveyor ADCP | 11NPSWRD_WQX | Unknown; 19--; No Cite - Method Not Cited; Unknown; Vol -- |  |  | 2/5/2018 2:01:24 PM
743398 | CURE_USGS_GAGE | Discharge Obtained from a Nearby USGS Streamflow Gage | 11NPSWRD_WQX | Unknown; 19--; No Cite - Method Not Cited; Unknown; Vol -- |  |  | 2/5/2018 8:23:37 AM
763510 | CUVA_AKRON_UNK | Unspecified Procedures for Historical Data by Akron Lab | 11NPSWRD_WQX | Contracted work to the Akron Water Pollution Control Station. Procedures unknown. Only reference is USEPA Methods for Chemical Analysis of Water and Wastes, Section 200 - 1979. |  |  | 11/7/2018 4:05:03 PM
763507 | CUVA_ALKALINITY | Alkalinity Analytical Procedure | 11NPSWRD_WQX | 100ml sample, titrated with 1.6N of H2SO4 using a calibrated titrator and cartridge containing H2SO4. Titrate to a value of 4.5 pH. Value expressed as mg/l as CaCO3. |  |  | 11/7/2018 4:05:03 PM
763509 | CUVA_CHLORIDE | Chloride Procedure | 11NPSWRD_WQX | 100ml sample titrated with 2.256N mercuric nitrate. Add contents of diphenylcarbazone reagent powder. Titrate to color change. Value expressed as concentration of chloride in mg/L. |  |  | 11/7/2018 4:05:03 PM
763501 | CUVA_ECOLI | E. Coli in Water by Membrane Filtration | 11NPSWRD_WQX |  |  |  | 11/7/2018 4:04:50 PM
763508 | CUVA_FECAL_ODOH | Fecal Coliform by Membrane Filtration by Ohio Dept. of Health | 11NPSWRD_WQX |  |  |  | 11/7/2018 4:05:03 PM
763502 | CUVA_FECAL_PARK | Fecal Coliform by Membrane Filtration by Park Staff | 11NPSWRD_WQX |  |  |  | 11/7/2018 4:04:50 PM
763511 | CUVA_HACHHARD | Hardness by Hach Digital Titration Cartridge | 11NPSWRD_WQX | Using 0.800M EDTA; measured in mg/L CaC03. |  |  | 11/7/2018 4:05:06 PM
563091 | CV | Elkhead Mine Fall 2003 GW, Sed, Soil, Surface Water | R10ELKHEADMINE | Elkhead Mine Fall 2003 Analytical Method for Groundwater, Sediment, Soil, and Surface Water sample analysis. |  |  | 3/6/2015 5:29:56 PM
742608 | CV014 | CV014 | AZDEQ_SW |  |  |  | 11/10/2017 2:37:44 PM
740894 | CV018 | CV018 | AZDEQ_SW |  |  |  | 11/10/2017 2:37:44 PM
507202 | CVAA SOLIDS | Mercury in solids by CVAA | HI301H_WQX |  |  |  | 7/31/2012 9:56:23 PM
505237 | CVAA SOLIDS | Mercury in solids by CVAA | TESTGCSWQX |  |  |  | 6/28/2012 2:00:53 PM
732195 | CVOA | EPA CLP Program VOA Method | EPA_GLNPO |  |  |  | 2/2/2018 10:02:56 AM
563540 | CYANO | CYANOBACTERIA ANALYSIS | 11113300 |  |  |  | 1/26/2017 10:33:54 AM
739538 | D01 | D01 | WQXTEST |  |  |  | 4/19/2018 12:05:46 PM
733445 | D01 | D01 | CBP_WQX |  |  |  | 3/7/2017 4:10:40 PM
739539 | D01A | D01A | WQXTEST |  |  |  | 3/7/2017 12:00:00 AM
733446 | D01A | D01A | CBP_WQX |  |  |  | 3/7/2017 4:10:41 PM
739564 | D01A~DIN | DATABASE CALCULATED DIN - METHOD 1 - MDL | WQXTEST | Dissolved Inorganic Nitrogen |  |  | 12/10/2018 6:34:57 PM
734258 | D01A~DIN | DATABASE CALCULATED DIN - METHOD 1 - MDL | CBP_WQX | Dissolved Inorganic Nitrogen |  |  | 12/13/2018 2:31:18 PM
734274 | D01A~DON | DATABASE CALCULATED DON - METHOD 1 - MDL | CBP_WQX | Dissolved Organic Nitrogen |  |  | 10/3/2017 10:42:19 AM
739580 | D01A~DON | DATABASE CALCULATED DON - METHOD 1 - MDL | WQXTEST | Dissolved Organic Nitrogen |  |  | 10/3/2017 12:00:00 AM
734286 | D01A~DOP | DATABASE CALCULATED DOP - METHOD 1 - MDL | CBP_WQX | Flow from doppler |  |  | 12/13/2018 2:31:10 PM
739592 | D01A~DOP | DATABASE CALCULATED DOP - METHOD 1 - MDL | WQXTEST | Flow from doppler |  |  | 12/10/2018 6:34:48 PM
739981 | D01A~FSS | DATABASE CALCULATED FSS - METHOD 1 - 1 MDL | WQXTEST | Fixed suspended solids |  |  | 12/6/2018 4:14:36 PM
741222 | D01A~FSS | DATABASE CALCULATED FSS - METHOD 1 - 1 MDL | CBP_WQX | Fixed suspended solids |  |  | 9/27/2017 12:11:43 PM
739618 | D01A~NO23F | DATABASE CALCULATED NO23F - METHOD 1 - MDL | WQXTEST |  |  |  | 10/5/2017 12:00:00 AM
734312 | D01A~NO23F | DATABASE CALCULATED NO23F - METHOD 1 - MDL | CBP_WQX |  |  |  | 10/5/2017 9:54:42 AM
739624 | D01A~NO23W | DATABASE CALCULATED NO23W - METHOD 1 - MDL | WQXTEST |  |  |  | 3/1/2017 12:00:00 AM
734318 | D01A~NO23W | DATABASE CALCULATED NO23W - METHOD 1 - MDL | CBP_WQX |  |  |  | 3/1/2017 8:28:25 AM
734329 | D01A~NO3F | DATABASE CALCULATED NO3F - METHOD 1 - MDL | CBP_WQX | Nitrite, Filtered |  |  | 12/13/2018 2:31:18 PM
739635 | D01A~NO3F | DATABASE CALCULATED NO3F - METHOD 1 - MDL | WQXTEST | Nitrite, Filtered |  |  | 12/10/2018 6:34:57 PM
739640 | D01A~NO3W | DATABASE CALCULATED NO3W - METHOD 1 - MDL | WQXTEST |  |  |  | 10/4/2017 12:00:00 AM
734334 | D01A~NO3W | DATABASE CALCULATED NO3W - METHOD 1 - MDL | CBP_WQX |  |  |  | 10/4/2017 6:00:33 PM
741221 | D01A~PN | DATABASE CALCULATED PN - METHOD 1 - 1 MDL | CBP_WQX | Particulate nitrogen |  |  | 9/27/2017 11:57:29 AM
739980 | D01A~PN | DATABASE CALCULATED PN - METHOD 1 - 1 MDL | WQXTEST | Particulate nitrogen |  |  | 5/23/2018 11:21:17 AM
734353 | D01A~POC | DATABASE CALCULATED POC - METHOD 1 - MDL | CBP_WQX |  |  |  | 8/9/2017 12:38:50 PM
739659 | D01A~POC | DATABASE CALCULATED POC - METHOD 1 - MDL | WQXTEST |  |  |  | 8/9/2017 12:00:00 AM
739663 | D01A~PON | DATABASE CALCULATED PON - METHOD 1 - MDL | WQXTEST |  |  |  | 10/3/2017 12:00:00 AM
734357 | D01A~PON | DATABASE CALCULATED PON - METHOD 1 - MDL | CBP_WQX |  |  |  | 10/3/2017 10:46:05 AM
734361 | D01A~PP | DATABASE CALCULATED PP - METHOD 1 - MDL | CBP_WQX |  |  |  | 10/6/2017 12:20:47 PM
739667 | D01A~PP | DATABASE CALCULATED PP - METHOD 1 - MDL | WQXTEST |  |  |  | 7/10/2018 3:09:08 PM
739692 | D01A~TDN | DATABASE CALCULATED TDN - METHOD 1 - MDL | WQXTEST |  |  |  | 10/3/2017 12:00:00 AM
734386 | D01A~TDN | DATABASE CALCULATED TDN - METHOD 1 - MDL | CBP_WQX |  |  |  | 10/3/2017 10:43:32 AM
741225 | D01A~TKNW | DATABASE CALCULATED TKNW - METHOD 1 - MDL | CBP_WQX | Total Kjeldahl Nitrogen |  |  | 10/2/2017 5:01:09 PM
739984 | D01A~TKNW | DATABASE CALCULATED TKNW - METHOD 1 - MDL | WQXTEST | Total Kjeldahl Nitrogen |  |  | 7/10/2018 12:05:17 PM
734407 | D01A~TN | DATABASE CALCULATED TN - METHOD 1 - MDL | CBP_WQX |  |  |  | 10/5/2017 9:55:09 AM
739713 | D01A~TN | DATABASE CALCULATED TN - METHOD 1 - MDL | WQXTEST |  |  |  | 10/5/2017 12:00:00 AM
734424 | D01A~TOC | DATABASE CALCULATED TOC - METHOD 1 - MDL | CBP_WQX | Total Organic Carbon |  |  | 3/1/2017 8:28:26 AM
739730 | D01A~TOC | DATABASE CALCULATED TOC - METHOD 1 - MDL | WQXTEST | Total Organic Carbon |  |  | 3/1/2017 12:00:00 AM
739737 | D01A~TON | DATABASE CALCULATED TON - METHOD 1 - MDL | WQXTEST |  |  |  | 10/3/2017 12:00:00 AM
734431 | D01A~TON | DATABASE CALCULATED TON - METHOD 1 - MDL | CBP_WQX |  |  |  | 10/3/2017 10:42:19 AM
734443 | D01A~TP | DATABASE CALCULATED TP - METHOD 1 - MDL | CBP_WQX |  |  |  | 8/15/2018 10:52:18 AM
739749 | D01A~TP | DATABASE CALCULATED TP - METHOD 1 - MDL | WQXTEST |  |  |  | 12/6/2018 4:15:04 PM
739977 | D01A~VSS | DATABASE CALCULATED VSS - METHOD 1 - MDL | WQXTEST | VOLATILE SUSPENDED SOLIDS- METHOD 1 - MDL (sql update set RESULT_VALUE_TYPE="Calculated" all methods like "D01%") |  |  | 12/10/2018 6:34:47 PM
741208 | D01A~VSS | DATABASE CALCULATED VSS - METHOD 1 - MDL | CBP_WQX | VOLATILE SUSPENDED SOLIDS- METHOD 1 - MDL (sql update set RESULT_VALUE_TYPE="Calculated" all methods like "D01%") |  |  | 12/13/2018 2:31:09 PM
739529 | D01B | D01B | WQXTEST |  |  |  | 3/7/2017 12:00:00 AM
733436 | D01B | D01B | CBP_WQX |  |  |  | 3/7/2017 4:10:41 PM
734259 | D01B~DIN | DATABASE CALCULATED DIN - METHOD 1 - 1/2 MDL | CBP_WQX | Dissolved Inorganic Nitrogen |  |  | 12/13/2018 2:31:18 PM
739565 | D01B~DIN | DATABASE CALCULATED DIN - METHOD 1 - 1/2 MDL | WQXTEST | Dissolved Inorganic Nitrogen |  |  | 12/10/2018 6:34:57 PM
734275 | D01B~DON | DATABASE CALCULATED DON - METHOD 1 - 1/2 MDL | CBP_WQX | Dissolved Organic Nitrogen |  |  | 10/3/2017 10:42:19 AM
739581 | D01B~DON | DATABASE CALCULATED DON - METHOD 1 - 1/2 MDL | WQXTEST | Dissolved Organic Nitrogen |  |  | 10/3/2017 12:00:00 AM
734287 | D01B~DOP | DATABASE CALCULATED DOP - METHOD 1 - 1/2 MDL | CBP_WQX | Flow from doppler |  |  | 12/13/2018 2:31:10 PM
739593 | D01B~DOP | DATABASE CALCULATED DOP - METHOD 1 - 1/2 MDL | WQXTEST | Flow from doppler |  |  | 12/10/2018 6:34:48 PM
739983 | D01B~FSS | DATABASE CALCULATED FSS - METHOD 1 - 1/2 MDL | WQXTEST | Fixed suspended solids |  |  | 12/6/2018 4:14:36 PM
741224 | D01B~FSS | DATABASE CALCULATED FSS - METHOD 1 - 1/2 MDL | CBP_WQX | Fixed suspended solids |  |  | 9/27/2017 12:11:43 PM
734313 | D01B~NO23F | DATABASE CALCULATED NO23F - METHOD 1 - 1/2 MDL | CBP_WQX |  |  |  | 10/5/2017 9:54:43 AM
739619 | D01B~NO23F | DATABASE CALCULATED NO23F - METHOD 1 - 1/2 MDL | WQXTEST |  |  |  | 10/5/2017 12:00:00 AM
734319 | D01B~NO23W | DATABASE CALCULATED NO23W - METHOD 1 - 1/2 MDL | CBP_WQX |  |  |  | 3/1/2017 8:28:25 AM
739625 | D01B~NO23W | DATABASE CALCULATED NO23W - METHOD 1 - 1/2 MDL | WQXTEST |  |  |  | 3/1/2017 12:00:00 AM
734330 | D01B~NO3F | DATABASE CALCULATED NO3F - METHOD 1 - 1/2 MDL | CBP_WQX | Nitrite, Filtered |  |  | 12/13/2018 2:31:18 PM
739636 | D01B~NO3F | DATABASE CALCULATED NO3F - METHOD 1 - 1/2 MDL | WQXTEST | Nitrite, Filtered |  |  | 12/10/2018 6:34:57 PM
734335 | D01B~NO3W | DATABASE CALCULATED NO3W - METHOD 1 - 1/2 MDL | CBP_WQX |  |  |  | 10/4/2017 6:00:33 PM
739641 | D01B~NO3W | DATABASE CALCULATED NO3W - METHOD 1 - 1/2 MDL | WQXTEST |  |  |  | 10/4/2017 12:00:00 AM
741223 | D01B~PN | DATABASE CALCULATED PN - METHOD 1 - 1/2 MDL | CBP_WQX | Particulate nitrogen |  |  | 9/27/2017 11:57:29 AM
739982 | D01B~PN | DATABASE CALCULATED PN - METHOD 1 - 1/2 MDL | WQXTEST | Particulate nitrogen |  |  | 5/23/2018 11:21:17 AM
739660 | D01B~POC | DATABASE CALCULATED POC - METHOD 1 - 1/2 MDL | WQXTEST |  |  |  | 8/9/2017 12:00:00 AM
734354 | D01B~POC | DATABASE CALCULATED POC - METHOD 1 - 1/2 MDL | CBP_WQX |  |  |  | 8/9/2017 12:38:50 PM
734358 | D01B~PON | DATABASE CALCULATED PON - METHOD 1 - 1/2 MDL | CBP_WQX |  |  |  | 10/3/2017 10:46:05 AM
739664 | D01B~PON | DATABASE CALCULATED PON - METHOD 1 - 1/2 MDL | WQXTEST |  |  |  | 10/3/2017 12:00:00 AM
739668 | D01B~PP | DATABASE CALCULATED PP - METHOD 1 - 1/2 MDL | WQXTEST |  |  |  | 7/10/2018 3:09:08 PM
734362 | D01B~PP | DATABASE CALCULATED PP - METHOD 1 - 1/2 MDL | CBP_WQX |  |  |  | 10/6/2017 12:20:47 PM
734387 | D01B~TDN | DATABASE CALCULATED TDN - METHOD 1 - 1/2 MDL | CBP_WQX |  |  |  | 10/3/2017 10:43:32 AM
739693 | D01B~TDN | DATABASE CALCULATED TDN - METHOD 1 - 1/2 MDL | WQXTEST |  |  |  | 10/3/2017 12:00:00 AM
739988 | D01B~TKNW | DATABASE CALCULATED TKNW - METHOD 1 - 1/2 MDL | WQXTEST | Total Kjeldahl Nitrogen |  |  | 7/10/2018 12:05:17 PM
741229 | D01B~TKNW | DATABASE CALCULATED TKNW - METHOD 1 - 1/2 MDL | CBP_WQX | Total Kjeldahl Nitrogen |  |  | 10/2/2017 5:01:09 PM
734408 | D01B~TN | DATABASE CALCULATED TN - METHOD 1 - 1/2 MDL | CBP_WQX |  |  |  | 10/5/2017 9:55:09 AM
739714 | D01B~TN | DATABASE CALCULATED TN - METHOD 1 - 1/2 MDL | WQXTEST |  |  |  | 10/5/2017 12:00:00 AM
734425 | D01B~TOC | DATABASE CALCULATED TOC - METHOD 1 - 1/2 MDL | CBP_WQX | Total Organic Carbon |  |  | 3/1/2017 8:28:26 AM
739731 | D01B~TOC | DATABASE CALCULATED TOC - METHOD 1 - 1/2 MDL | WQXTEST | Total Organic Carbon |  |  | 3/1/2017 12:00:00 AM
739738 | D01B~TON | DATABASE CALCULATED TON - METHOD 1 - 1/2 MDL | WQXTEST |  |  |  | 10/3/2017 12:00:00 AM
734432 | D01B~TON | DATABASE CALCULATED TON - METHOD 1 - 1/2 MDL | CBP_WQX |  |  |  | 10/3/2017 10:42:19 AM
734444 | D01B~TP | DATABASE CALCULATED TP - METHOD 1 - 1/2 MDL | CBP_WQX |  |  |  | 8/15/2018 10:52:18 AM
739750 | D01B~TP | DATABASE CALCULATED TP - METHOD 1 - 1/2 MDL | WQXTEST |  |  |  | 12/6/2018 4:15:04 PM
741207 | D01B~VSS | DATABASE CALCULATED VSS - METHOD 1 - 1/2 MDL | CBP_WQX | VOLATILE SUSPENDED SOLIDS - METHOD 1 - 1/2MDL (sql update set RESULT_VALUE_TYPE="Calculated" all methods like "D01%") |  |  | 12/13/2018 2:31:09 PM
739976 | D01B~VSS | DATABASE CALCULATED VSS - METHOD 1 - 1/2 MDL | WQXTEST | VOLATILE SUSPENDED SOLIDS - METHOD 1 - 1/2MDL (sql update set RESULT_VALUE_TYPE="Calculated" all methods like "D01%") |  |  | 12/10/2018 6:34:47 PM
739530 | D01D | D01D | WQXTEST |  |  |  | 1/17/2017 12:00:00 AM
733437 | D01D | D01D | CBP_WQX |  |  |  | 1/17/2017 7:44:07 AM
739566 | D01D~DIN | DATABASE CALCULATED DIN - METHOD 1 | WQXTEST | Dissolved Inorganic Nitrogen |  |  | 7/24/2017 12:00:00 AM
734260 | D01D~DIN | DATABASE CALCULATED DIN - METHOD 1 | CBP_WQX | Dissolved Inorganic Nitrogen |  |  | 7/24/2017 3:39:08 PM
739582 | D01D~DON | DATABASE CALCULATED DON - METHOD 1 | WQXTEST | Dissolved Organic Nitrogen |  |  | 3/1/2017 12:00:00 AM
734276 | D01D~DON | DATABASE CALCULATED DON - METHOD 1 | CBP_WQX | Dissolved Organic Nitrogen |  |  | 3/1/2017 8:28:24 AM
734288 | D01D~DOP | DATABASE CALCULATED DOP - METHOD 1 | CBP_WQX | Flow from doppler |  |  | 8/29/2017 3:00:12 PM
739594 | D01D~DOP | DATABASE CALCULATED DOP - METHOD 1 | WQXTEST | Flow from doppler |  |  | 8/29/2017 12:00:00 AM
734314 | D01D~NO23F | DATABASE CALCULATED NO23F - METHOD 1 | CBP_WQX |  |  |  | 3/1/2017 8:28:25 AM
739620 | D01D~NO23F | DATABASE CALCULATED NO23F - METHOD 1 | WQXTEST |  |  |  | 3/1/2017 12:00:00 AM
734320 | D01D~NO23W | DATABASE CALCULATED NO23W - METHOD 1 | CBP_WQX |  |  |  | 3/1/2017 8:28:25 AM
739626 | D01D~NO23W | DATABASE CALCULATED NO23W - METHOD 1 | WQXTEST |  |  |  | 3/1/2017 12:00:00 AM
734331 | D01D~NO3F | DATABASE CALCULATED NO3F - METHOD 1 | CBP_WQX | Nitrite, Filtered |  |  | 7/24/2017 3:39:08 PM
739637 | D01D~NO3F | DATABASE CALCULATED NO3F - METHOD 1 | WQXTEST | Nitrite, Filtered |  |  | 7/24/2017 12:00:00 AM
734336 | D01D~NO3W | DATABASE CALCULATED NO3W - METHOD 1 | CBP_WQX |  |  |  | 3/1/2017 8:28:25 AM
739642 | D01D~NO3W | DATABASE CALCULATED NO3W - METHOD 1 | WQXTEST |  |  |  | 3/1/2017 12:00:00 AM
734355 | D01D~POC | DATABASE CALCULATED POC - METHOD 1 | CBP_WQX |  |  |  | 3/1/2017 8:28:25 AM
739661 | D01D~POC | DATABASE CALCULATED POC - METHOD 1 | WQXTEST |  |  |  | 3/1/2017 12:00:00 AM
734359 | D01D~PON | DATABASE CALCULATED PON - METHOD 1 | CBP_WQX |  |  |  | 3/1/2017 8:28:25 AM
739665 | D01D~PON | DATABASE CALCULATED PON - METHOD 1 | WQXTEST |  |  |  | 3/1/2017 12:00:00 AM
734363 | D01D~PP | DATABASE CALCULATED PP - METHOD 1 | CBP_WQX |  |  |  | 8/29/2017 3:00:12 PM
739669 | D01D~PP | DATABASE CALCULATED PP - METHOD 1 | WQXTEST |  |  |  | 8/29/2017 12:00:00 AM
739694 | D01D~TDN | DATABASE CALCULATED TDN - METHOD 1 | WQXTEST |  |  |  | 7/24/2017 12:00:00 AM
734388 | D01D~TDN | DATABASE CALCULATED TDN - METHOD 1 | CBP_WQX |  |  |  | 7/24/2017 3:39:08 PM
734409 | D01D~TN | DATABASE CALCULATED TN - METHOD 1 | CBP_WQX |  |  |  | 3/1/2017 8:28:26 AM
739715 | D01D~TN | DATABASE CALCULATED TN - METHOD 1 | WQXTEST |  |  |  | 3/1/2017 12:00:00 AM
739732 | D01D~TOC | DATABASE CALCULATED TOC - METHOD 1 | WQXTEST | Total Organic Carbon |  |  | 3/1/2017 12:00:00 AM
734426 | D01D~TOC | DATABASE CALCULATED TOC - METHOD 1 | CBP_WQX | Total Organic Carbon |  |  | 3/1/2017 8:28:26 AM
734433 | D01D~TON | DATABASE CALCULATED TON - METHOD 1 | CBP_WQX |  |  |  | 3/1/2017 8:28:26 AM
739739 | D01D~TON | DATABASE CALCULATED TON - METHOD 1 | WQXTEST |  |  |  | 3/1/2017 12:00:00 AM
734445 | D01D~TP | DATABASE CALCULATED TP - METHOD 1 | CBP_WQX |  |  |  | 3/1/2017 8:28:26 AM
739751 | D01D~TP | DATABASE CALCULATED TP - METHOD 1 | WQXTEST |  |  |  | 3/1/2017 12:00:00 AM
739515 | D01E | D01E | WQXTEST |  |  |  | 1/17/2017 12:00:00 AM
733398 | D01E | D01E | CBP_WQX |  |  |  | 1/17/2017 8:06:50 AM
739772 | D01E~POC | POC, Calculated | WQXTEST |  |  |  | 3/29/2017 12:00:00 AM
734495 | D01E~POC | POC, Calculated | CBP_WQX |  |  |  | 3/29/2017 12:44:22 PM
741228 | D01G~DIN | DATABASE CALCULATED DIN - METHOD 1 - | CBP_WQX | Dissolved Inorganic Nitrogen |  |  | 12/13/2018 2:31:09 PM
739987 | D01G~DIN | DATABASE CALCULATED DIN - METHOD 1 - | WQXTEST | Dissolved Inorganic Nitrogen |  |  | 12/10/2018 6:34:47 PM
741227 | D01G~DOP | DATABASE CALCULATED DOP - METHOD 1 - | CBP_WQX | Flow from doppler |  |  | 12/13/2018 2:31:09 PM
739986 | D01G~DOP | DATABASE CALCULATED DOP - METHOD 1 - | WQXTEST | Flow from doppler |  |  | 12/10/2018 6:34:47 PM
739985 | D01G~NO3F | DATABASE CALCULATED NO3F - METHOD 1 - | WQXTEST | Nitrite, Filtered |  |  | 12/10/2018 6:34:54 PM
741226 | D01G~NO3F | DATABASE CALCULATED NO3F - METHOD 1 - | CBP_WQX | Nitrite, Filtered |  |  | 12/13/2018 2:31:16 PM
741394 | D01G~PN | D01G~PN | CBP_WQX |  |  |  | 9/27/2017 12:08:03 PM
739998 | D01G~PN | D01G~PN | WQXTEST |  |  |  | 5/23/2018 11:22:38 AM
739975 | D01G~PP | DATABASE CALCULATED PP - METHOD 1 - | WQXTEST |  |  |  | 5/23/2018 11:19:55 AM
741206 | D01G~PP | DATABASE CALCULATED PP - METHOD 1 - | CBP_WQX |  |  |  | 9/27/2017 12:07:11 PM
741218 | D01G~VSS | DATABASE CALCULATED VSS - METHOD 1 - | CBP_WQX | Volatile suspended solids |  |  | 10/10/2017 11:53:45 AM
739979 | D01G~VSS | DATABASE CALCULATED VSS - METHOD 1 - | WQXTEST | Volatile suspended solids |  |  | 12/6/2018 10:58:16 AM
734257 | D01~DIN | DATABASE CALCULATED DIN - METHOD 1 | CBP_WQX | Dissolved Inorganic Nitrogen |  |  | 12/13/2018 2:31:10 PM
739563 | D01~DIN | DATABASE CALCULATED DIN - METHOD 1 | WQXTEST | Dissolved Inorganic Nitrogen |  |  | 12/10/2018 6:34:48 PM
739579 | D01~DON | DATABASE CALCULATED DON - METHOD 1 | WQXTEST | Dissolved Organic Nitrogen |  |  | 10/3/2017 12:00:00 AM
734273 | D01~DON | DATABASE CALCULATED DON - METHOD 1 | CBP_WQX | Dissolved Organic Nitrogen |  |  | 10/3/2017 10:42:11 AM
734285 | D01~DOP | DATABASE CALCULATED DOP - METHOD 1 | CBP_WQX | Flow from doppler |  |  | 12/13/2018 2:31:12 PM
739591 | D01~DOP | DATABASE CALCULATED DOP - METHOD 1 | WQXTEST | Flow from doppler |  |  | 12/10/2018 6:34:51 PM
739574 | D01~DO_SAT | DATABASE CALCULATED DO_SAT = METHOD 1 | WQXTEST |  |  |  | 3/1/2017 12:00:00 AM
734268 | D01~DO_SAT | DATABASE CALCULATED DO_SAT = METHOD 1 | CBP_WQX |  |  |  | 3/1/2017 8:28:24 AM
741232 | D01~FSS | DATABASE CALCULATED FSS - METHOD 1 - MDL | CBP_WQX | Fixed suspended solids |  |  | 12/13/2018 1:08:04 PM
739991 | D01~FSS | DATABASE CALCULATED FSS - METHOD 1 - MDL | WQXTEST | Fixed suspended solids |  |  | 12/6/2018 4:14:33 PM
734306 | D01~KD | DATABASE CALCULATED KD - SAV 2 POINT METHOD | CBP_WQX |  |  |  | 12/13/2018 2:31:09 PM
739612 | D01~KD | DATABASE CALCULATED KD - SAV 2 POINT METHOD | WQXTEST |  |  |  | 12/10/2018 6:34:47 PM
739617 | D01~NO23F | DATABASE CALCULATED NO23F - METHOD 1 | WQXTEST |  |  |  | 10/5/2017 12:00:00 AM
734311 | D01~NO23F | DATABASE CALCULATED NO23F - METHOD 1 | CBP_WQX |  |  |  | 10/5/2017 9:54:27 AM
734317 | D01~NO23W | DATABASE CALCULATED NO23W | CBP_WQX |  |  |  | 3/1/2017 8:28:25 AM
739623 | D01~NO23W | DATABASE CALCULATED NO23W | WQXTEST |  |  |  | 3/1/2017 12:00:00 AM
739634 | D01~NO3F | DATABASE CALCULATED NO3F - METHOD 1 | WQXTEST | Nitrite, Filtered |  |  | 12/10/2018 6:34:47 PM
734328 | D01~NO3F | DATABASE CALCULATED NO3F - METHOD 1 | CBP_WQX | Nitrite, Filtered |  |  | 12/13/2018 2:31:09 PM
734333 | D01~NO3W | DATABASE CALCULATED NO3W - METHOD 1 | CBP_WQX |  |  |  | 10/5/2017 1:36:36 PM
739639 | D01~NO3W | DATABASE CALCULATED NO3W - METHOD 1 | WQXTEST |  |  |  | 10/5/2017 12:00:00 AM
741231 | D01~PN | DATABASE CALCULATED PN - METHOD 1 - MDL | CBP_WQX | Particulate nitrogen |  |  | 9/27/2017 12:07:10 PM
739990 | D01~PN | DATABASE CALCULATED PN - METHOD 1 - MDL | WQXTEST | Particulate nitrogen |  |  | 5/23/2018 11:19:54 AM
739658 | D01~POC | DATABASE CALCULATED POC - METHOD 1 | WQXTEST |  |  |  | 10/3/2017 12:00:00 AM
734352 | D01~POC | DATABASE CALCULATED POC - METHOD 1 | CBP_WQX |  |  |  | 10/3/2017 10:42:11 AM
739662 | D01~PON | DATABASE CALCULATED PON - METHOD 1 | WQXTEST |  |  |  | 10/3/2017 12:00:00 AM
734356 | D01~PON | DATABASE CALCULATED PON - METHOD 1 | CBP_WQX |  |  |  | 10/3/2017 10:42:11 AM
734360 | D01~PP | DATABASE CALCULATED PP - METHOD 1 | CBP_WQX |  |  |  | 10/6/2017 12:11:04 PM
739666 | D01~PP | DATABASE CALCULATED PP - METHOD 1 | WQXTEST |  |  |  | 7/10/2018 3:09:09 PM
734375 | D01~SIGMA_T | DATABASE CALCULATED SIGMA_T - METHOD 1 | CBP_WQX |  |  |  | 12/13/2018 2:31:10 PM
739681 | D01~SIGMA_T | DATABASE CALCULATED SIGMA_T - METHOD 1 | WQXTEST |  |  |  | 12/10/2018 6:34:48 PM
739771 | D01~SSC_%FINE | Percent Of Suspended Sediment Particles Passing Through 0. 062 Mm Sieve | WQXTEST |  |  |  | 12/6/2018 10:58:16 AM
734494 | D01~SSC_%FINE | Percent Of Suspended Sediment Particles Passing Through 0. 062 Mm Sieve | CBP_WQX |  |  |  | 10/10/2017 2:58:17 PM
739770 | D01~SSC_%SAND | Percent Of Suspended Sediment Particles Retained On 0. 062 Mm Sieve | WQXTEST |  |  |  | 3/29/2017 12:00:00 AM
734493 | D01~SSC_%SAND | Percent Of Suspended Sediment Particles Retained On 0. 062 Mm Sieve | CBP_WQX |  |  |  | 3/29/2017 12:33:57 PM
734492 | D01~SSC_TOTAL | Total Sediment | CBP_WQX |  |  |  | 10/10/2017 2:58:08 PM
739769 | D01~SSC_TOTAL | Total Sediment | WQXTEST |  |  |  | 12/6/2018 10:58:16 AM
734385 | D01~TDN | DATABASE CALCULATED TDN - METHOD 1 | CBP_WQX |  |  |  | 10/3/2017 10:42:11 AM
739691 | D01~TDN | DATABASE CALCULATED TDN - METHOD 1 | WQXTEST |  |  |  | 10/3/2017 12:00:00 AM
741230 | D01~TKNW | DATABASE CALCULATED TKNW - METHOD 1 - MDL | CBP_WQX | Total Kjeldahl Nitrogen |  |  | 10/2/2017 4:50:31 PM
739989 | D01~TKNW | DATABASE CALCULATED TKNW - METHOD 1 - MDL | WQXTEST | Total Kjeldahl Nitrogen |  |  | 12/6/2018 10:58:16 AM
739712 | D01~TN | DATABASE CALCULATED TN - METHOD 1 | WQXTEST |  |  |  | 10/10/2017 12:00:00 AM
734406 | D01~TN | DATABASE CALCULATED TN - METHOD 1 | CBP_WQX |  |  |  | 10/10/2017 2:58:33 PM
739729 | D01~TOC | DATABASE CALCULATED TOC - METHOD 1 | WQXTEST | Total Organic Carbon |  |  | 3/1/2017 12:00:00 AM
734423 | D01~TOC | DATABASE CALCULATED TOC - METHOD 1 | CBP_WQX | Total Organic Carbon |  |  | 3/1/2017 8:28:26 AM
734430 | D01~TON | DATABASE CALCULATED TON - METHOD 1 | CBP_WQX |  |  |  | 10/10/2017 2:58:33 PM
739736 | D01~TON | DATABASE CALCULATED TON - METHOD 1 | WQXTEST |  |  |  | 10/10/2017 12:00:00 AM
734442 | D01~TP | DATABASE CALCULATED TP - METHOD 1 | CBP_WQX |  |  |  | 12/13/2018 2:31:10 PM
739748 | D01~TP | DATABASE CALCULATED TP - METHOD 1 | WQXTEST |  |  |  | 12/10/2018 6:34:48 PM
741210 | D01~VSS | DATABASE CALCULATED VSS - METHOD 1 - MDL | CBP_WQX | Volatile suspended solids |  |  | 12/13/2018 2:31:15 PM
739978 | D01~VSS | DATABASE CALCULATED VSS - METHOD 1 - MDL | WQXTEST | Volatile suspended solids |  |  | 12/10/2018 6:34:53 PM
739531 | D02 | D02 | WQXTEST |  |  |  | 4/18/2018 1:48:25 PM
733438 | D02 | D02 | CBP_WQX |  |  |  | 3/7/2017 4:10:40 PM
739532 | D02A | D02A | WQXTEST |  |  |  | 3/7/2017 12:00:00 AM
733439 | D02A | D02A | CBP_WQX |  |  |  | 3/7/2017 4:10:41 PM
734262 | D02A~DIN | DATABASE CALCULATED DIN - METHOD 2 - MDL | CBP_WQX | Dissolved Inorganic Nitrogen |  |  | 10/5/2017 9:54:43 AM
739568 | D02A~DIN | DATABASE CALCULATED DIN - METHOD 2 - MDL | WQXTEST | Dissolved Inorganic Nitrogen |  |  | 10/5/2017 12:00:00 AM
739584 | D02A~DON | DATABASE CALCULATED DON - METHOD 2 - MDL | WQXTEST | Dissolved Organic Nitrogen |  |  | 12/10/2018 6:34:58 PM
734278 | D02A~DON | DATABASE CALCULATED DON - METHOD 2 - MDL | CBP_WQX | Dissolved Organic Nitrogen |  |  | 12/13/2018 2:31:18 PM
734390 | D02A~TDN | DATABASE CALCULATED TDN - METHOD 2 - MDL | CBP_WQX |  |  |  | 3/1/2017 8:28:26 AM
739696 | D02A~TDN | DATABASE CALCULATED TDN - METHOD 2 - MDL | WQXTEST |  |  |  | 3/1/2017 12:00:00 AM
739717 | D02A~TN | DATABASE CALCULATED TN - METHOD 2 - MDL | WQXTEST |  |  |  | 8/10/2017 12:00:00 AM
734411 | D02A~TN | DATABASE CALCULATED TN - METHOD 2 - MDL | CBP_WQX |  |  |  | 8/10/2017 10:15:57 AM
739997 | D02A~TOC | DATABASE CALCULATED TOC - METHOD 2 - 1/2 MDL | WQXTEST | Total Organic Carbon |  |  | 7/10/2018 12:27:25 PM
741238 | D02A~TOC | DATABASE CALCULATED TOC - METHOD 2 - 1/2 MDL | CBP_WQX | Total Organic Carbon |  |  | 10/2/2017 4:50:23 PM
734435 | D02A~TON | DATABASE CALCULATED TON - METHOD 2 - MDL | CBP_WQX |  |  |  | 12/13/2018 2:31:16 PM
739741 | D02A~TON | DATABASE CALCULATED TON - METHOD 2 - MDL | WQXTEST |  |  |  | 12/10/2018 6:34:54 PM
739533 | D02B | D02B | WQXTEST |  |  |  | 3/7/2017 12:00:00 AM
733440 | D02B | D02B | CBP_WQX |  |  |  | 3/7/2017 4:10:41 PM
734263 | D02B~DIN | DATABASE CALCULATED DIN - METHOD 2 - 1/2 MDL | CBP_WQX | Dissolved Inorganic Nitrogen |  |  | 10/5/2017 9:54:43 AM
739569 | D02B~DIN | DATABASE CALCULATED DIN - METHOD 2 - 1/2 MDL | WQXTEST | Dissolved Inorganic Nitrogen |  |  | 10/5/2017 12:00:00 AM
739585 | D02B~DON | DATABASE CALCULATED DON - METHOD 2 - 1/2 MDL | WQXTEST | Dissolved Organic Nitrogen |  |  | 12/10/2018 6:34:58 PM
734279 | D02B~DON | DATABASE CALCULATED DON - METHOD 2 - 1/2 MDL | CBP_WQX | Dissolved Organic Nitrogen |  |  | 12/13/2018 2:31:18 PM
734391 | D02B~TDN | DATABASE CALCULATED TDN - METHOD 2 - 1/2 MDL | CBP_WQX |  |  |  | 3/1/2017 8:28:26 AM
739697 | D02B~TDN | DATABASE CALCULATED TDN - METHOD 2 - 1/2 MDL | WQXTEST |  |  |  | 3/1/2017 12:00:00 AM
734412 | D02B~TN | DATABASE CALCULATED TN - METHOD 2 - 1/2 MDL | CBP_WQX |  |  |  | 8/10/2017 10:15:57 AM
739718 | D02B~TN | DATABASE CALCULATED TN - METHOD 2 - 1/2 MDL | WQXTEST |  |  |  | 8/10/2017 12:00:00 AM
741237 | D02B~TOC | DATABASE CALCULATED TOC - METHOD 2 - MDL | CBP_WQX | Total Organic Carbon |  |  | 10/2/2017 4:50:23 PM
739996 | D02B~TOC | DATABASE CALCULATED TOC - METHOD 2 - MDL | WQXTEST | Total Organic Carbon |  |  | 7/10/2018 12:27:24 PM
734436 | D02B~TON | DATABASE CALCULATED TON - METHOD 2 - 1/2 MDL | CBP_WQX |  |  |  | 12/13/2018 2:31:16 PM
739742 | D02B~TON | DATABASE CALCULATED TON - METHOD 2 - 1/2 MDL | WQXTEST |  |  |  | 12/10/2018 6:34:54 PM
733441 | D02D | D02D | CBP_WQX |  |  |  | 1/17/2017 7:44:07 AM
739534 | D02D | D02D | WQXTEST |  |  |  | 1/17/2017 12:00:00 AM
734264 | D02D~DIN | DATABASE CALCULATED DIN - METHOD 2 | CBP_WQX | Dissolved Inorganic Nitrogen |  |  | 8/21/2017 11:54:31 AM
739570 | D02D~DIN | DATABASE CALCULATED DIN - METHOD 2 | WQXTEST | Dissolved Inorganic Nitrogen |  |  | 8/21/2017 12:00:00 AM
734280 | D02D~DON | DATABASE CALCULATED DON - METHOD 2 | CBP_WQX | Dissolved Organic Nitrogen |  |  | 3/1/2017 8:28:24 AM
739586 | D02D~DON | DATABASE CALCULATED DON - METHOD 2 | WQXTEST | Dissolved Organic Nitrogen |  |  | 3/1/2017 12:00:00 AM
739698 | D02D~TDN | DATABASE CALCULATED TDN - METHOD 2 | WQXTEST |  |  |  | 3/1/2017 12:00:00 AM
734392 | D02D~TDN | DATABASE CALCULATED TDN - METHOD 2 | CBP_WQX |  |  |  | 3/1/2017 8:28:26 AM
739719 | D02D~TN | DATABASE CALCULATED TN - METHOD 2 | WQXTEST |  |  |  | 3/1/2017 12:00:00 AM
734413 | D02D~TN | DATABASE CALCULATED TN - METHOD 2 | CBP_WQX |  |  |  | 3/1/2017 8:28:26 AM
739743 | D02D~TON | DATABASE CALCULATED TON - METHOD 2 | WQXTEST |  |  |  | 3/1/2017 12:00:00 AM
734437 | D02D~TON | DATABASE CALCULATED TON - METHOD 2 | CBP_WQX |  |  |  | 3/1/2017 8:28:26 AM
739995 | D02G~DON | DATABASE CALCULATED DON - METHOD 2 - | WQXTEST | Dissolved Organic Nitrogen |  |  | 12/10/2018 6:34:47 PM
741236 | D02G~DON | DATABASE CALCULATED DON - METHOD 2 - | CBP_WQX | Dissolved Organic Nitrogen |  |  | 12/13/2018 2:31:09 PM
739567 | D02~DIN | DATABASE CALCULATED DIN - METHOD 2 | WQXTEST | Dissolved Inorganic Nitrogen |  |  | 10/5/2017 12:00:00 AM
734261 | D02~DIN | DATABASE CALCULATED DIN - METHOD 2 | CBP_WQX | Dissolved Inorganic Nitrogen |  |  | 10/5/2017 9:54:27 AM
734277 | D02~DON | DATABASE CALCULATED DON - METHOD 2 | CBP_WQX | Dissolved Organic Nitrogen |  |  | 12/13/2018 2:31:10 PM
739583 | D02~DON | DATABASE CALCULATED DON - METHOD 2 | WQXTEST | Dissolved Organic Nitrogen |  |  | 12/10/2018 6:34:48 PM
739695 | D02~TDN | DATABASE CALCULATED TDN - METHOD 2 | WQXTEST |  |  |  | 3/1/2017 12:00:00 AM
734389 | D02~TDN | DATABASE CALCULATED TDN - METHOD 2 | CBP_WQX |  |  |  | 3/1/2017 8:28:25 AM
739716 | D02~TN | DATABASE CALCULATED TN - METHOD 2 | WQXTEST |  |  |  | 8/10/2017 12:00:00 AM
734410 | D02~TN | DATABASE CALCULATED TN - METHOD 2 | CBP_WQX |  |  |  | 8/10/2017 10:15:13 AM
741235 | D02~TOC | DATABASE CALCULATED TOC - METHOD 2 | CBP_WQX | Total Organic Carbon |  |  | 10/2/2017 4:50:26 PM
739994 | D02~TOC | DATABASE CALCULATED TOC - METHOD 2 | WQXTEST | Total Organic Carbon |  |  | 7/10/2018 12:27:30 PM
734434 | D02~TON | DATABASE CALCULATED TON - METHOD 2 | CBP_WQX |  |  |  | 12/13/2018 2:31:10 PM
739740 | D02~TON | DATABASE CALCULATED TON - METHOD 2 | WQXTEST |  |  |  | 12/10/2018 6:34:48 PM
739535 | D03 | D03 | WQXTEST |  |  |  | 1/17/2017 12:00:00 AM
733442 | D03 | D03 | CBP_WQX |  |  |  | 1/17/2017 7:44:07 AM
739536 | D03A | D03A | WQXTEST |  |  |  | 1/17/2017 12:00:00 AM
733443 | D03A | D03A | CBP_WQX |  |  |  | 1/17/2017 7:44:07 AM
734282 | D03A~DON | DATABASE CALCULATED DON - METHOD 3 - MDL | CBP_WQX | Dissolved Organic Nitrogen |  |  | 10/2/2017 8:51:03 PM
739588 | D03A~DON | DATABASE CALCULATED DON - METHOD 3 - MDL | WQXTEST | Dissolved Organic Nitrogen |  |  | 10/2/2017 12:00:00 AM
739721 | D03A~TN | DATABASE CALCULATED TN - METHOD 3 - MDL | WQXTEST |  |  |  | 10/10/2017 12:00:00 AM
734415 | D03A~TN | DATABASE CALCULATED TN - METHOD 3 - MDL | CBP_WQX |  |  |  | 10/10/2017 2:57:26 PM
734439 | D03A~TON | DATABASE CALCULATED TON - METHOD 3 - MDL | CBP_WQX |  |  |  | 12/13/2018 2:31:33 PM
739745 | D03A~TON | DATABASE CALCULATED TON - METHOD 3 - MDL | WQXTEST |  |  |  | 12/10/2018 6:35:39 PM
739537 | D03B | D03B | WQXTEST |  |  |  | 1/17/2017 12:00:00 AM
733444 | D03B | D03B | CBP_WQX |  |  |  | 1/17/2017 7:44:07 AM
739589 | D03B~DON | DATABASE CALCULATED DON - METHOD 3 - 1/2 MDL | WQXTEST | Dissolved Organic Nitrogen |  |  | 10/2/2017 12:00:00 AM
734283 | D03B~DON | DATABASE CALCULATED DON - METHOD 3 - 1/2 MDL | CBP_WQX | Dissolved Organic Nitrogen |  |  | 10/2/2017 8:51:03 PM
734416 | D03B~TN | DATABASE CALCULATED TN - METHOD 3 - 1/2 MDL | CBP_WQX |  |  |  | 10/10/2017 2:57:26 PM
739722 | D03B~TN | DATABASE CALCULATED TN - METHOD 3 - 1/2 MDL | WQXTEST |  |  |  | 10/10/2017 12:00:00 AM
734440 | D03B~TON | DATABASE CALCULATED TON - METHOD 3 - 1/2 MDL | CBP_WQX |  |  |  | 12/13/2018 2:31:33 PM
739746 | D03B~TON | DATABASE CALCULATED TON - METHOD 3 - 1/2 MDL | WQXTEST |  |  |  | 12/10/2018 6:35:39 PM
739513 | D03D | D03D | WQXTEST |  |  |  | 1/17/2017 12:00:00 AM
733396 | D03D | D03D | CBP_WQX |  |  |  | 1/17/2017 8:06:50 AM
734284 | D03D~DON | DATABASE CALCULATED DON - METHOD 3 | CBP_WQX | Dissolved Organic Nitrogen |  |  | 3/1/2017 8:28:25 AM
739590 | D03D~DON | DATABASE CALCULATED DON - METHOD 3 | WQXTEST | Dissolved Organic Nitrogen |  |  | 3/1/2017 12:00:00 AM
734417 | D03D~TN | DATABASE CALCULATED TN - METHOD 3 | CBP_WQX |  |  |  | 3/1/2017 8:28:26 AM
739723 | D03D~TN | DATABASE CALCULATED TN - METHOD 3 | WQXTEST |  |  |  | 3/1/2017 12:00:00 AM
734441 | D03D~TON | DATABASE CALCULATED TON - METHOD 3 | CBP_WQX |  |  |  | 3/1/2017 8:28:26 AM
739747 | D03D~TON | DATABASE CALCULATED TON - METHOD 3 | WQXTEST |  |  |  | 3/1/2017 12:00:00 AM
734281 | D03~DON | DATABASE CALCULATED DON - METHOD 3 | CBP_WQX | Dissolved Organic Nitrogen |  |  | 10/2/2017 8:51:01 PM
739587 | D03~DON | DATABASE CALCULATED DON - METHOD 3 | WQXTEST | Dissolved Organic Nitrogen |  |  | 10/2/2017 12:00:00 AM
739720 | D03~TN | DATABASE CALCULATED TN - METHOD 3 | WQXTEST |  |  |  | 10/10/2017 12:00:00 AM
734414 | D03~TN | DATABASE CALCULATED TN - METHOD 3 | CBP_WQX |  |  |  | 10/10/2017 2:56:58 PM
734438 | D03~TON | DATABASE CALCULATED TON - METHOD 3 | CBP_WQX |  |  |  | 12/13/2018 2:31:34 PM
739744 | D03~TON | DATABASE CALCULATED TON - METHOD 3 | WQXTEST |  |  |  | 12/10/2018 6:35:40 PM
739516 | D04 | D04 | WQXTEST |  |  |  | 4/18/2018 1:48:25 PM
733399 | D04 | D04 | CBP_WQX |  |  |  | 1/17/2017 8:06:50 AM
739517 | D04A | D04A | WQXTEST |  |  |  | 1/17/2017 12:00:00 AM
733400 | D04A | D04A | CBP_WQX |  |  |  | 1/17/2017 8:06:50 AM
734419 | D04A~TN | DATABASE CALCULATED TN - METHOD 4 - MDL | CBP_WQX |  |  |  | 8/15/2018 10:52:19 AM
739725 | D04A~TN | DATABASE CALCULATED TN - METHOD 4 - MDL | WQXTEST |  |  |  | 7/10/2018 3:09:08 PM
739518 | D04B | D04B | WQXTEST |  |  |  | 1/17/2017 12:00:00 AM
733401 | D04B | D04B | CBP_WQX |  |  |  | 1/17/2017 8:06:50 AM
739726 | D04B~TN | DATABASE CALCULATED TN - METHOD 4 - 1/2 MDL | WQXTEST |  |  |  | 7/10/2018 3:09:08 PM
734420 | D04B~TN | DATABASE CALCULATED TN - METHOD 4 - 1/2 MDL | CBP_WQX |  |  |  | 8/15/2018 10:52:19 AM
739519 | D04D | D04D | WQXTEST |  |  |  | 1/17/2017 12:00:00 AM
733402 | D04D | D04D | CBP_WQX |  |  |  | 1/17/2017 8:06:50 AM
739727 | D04D~TN | DATABASE CALCULATED TN - METHOD 4 | WQXTEST |  |  |  | 3/1/2017 12:00:00 AM
734421 | D04D~TN | DATABASE CALCULATED TN - METHOD 4 | CBP_WQX |  |  |  | 3/1/2017 8:28:26 AM
741397 | D04G~TN | D04G~TN | CBP_WQX |  |  |  | 9/25/2017 12:26:20 PM
739999 | D04G~TN | D04G~TN | WQXTEST |  |  |  | 9/25/2017 12:00:00 AM
739724 | D04~TN | DATABASE CALCULATED TN - METHOD 4 | WQXTEST |  |  |  | 12/10/2018 6:34:47 PM
734418 | D04~TN | DATABASE CALCULATED TN - METHOD 4 | CBP_WQX |  |  |  | 12/13/2018 2:31:09 PM
739520 | D05 | D05 | WQXTEST |  |  |  | 1/17/2017 12:00:00 AM
733403 | D05 | D05 | CBP_WQX |  |  |  | 1/17/2017 8:06:50 AM
739527 | D05A | D05A | WQXTEST |  |  |  | 1/17/2017 12:00:00 AM
733410 | D05A | D05A | CBP_WQX |  |  |  | 1/17/2017 7:44:07 AM
739775 | D05A~TN | Database Calculated TN - Method 5 | WQXTEST |  |  |  | 10/5/2017 12:00:00 AM
734498 | D05A~TN | Database Calculated TN - Method 5 | CBP_WQX |  |  |  | 10/5/2017 1:36:27 PM
739526 | D05B | D05B | WQXTEST |  |  |  | 1/17/2017 12:00:00 AM
733409 | D05B | D05B | CBP_WQX |  |  |  | 1/17/2017 7:44:07 AM
734499 | D05B~TN | Database Calculated TN - Method 5 | CBP_WQX |  |  |  | 10/5/2017 1:36:27 PM
739776 | D05B~TN | Database Calculated TN - Method 5 | WQXTEST |  |  |  | 10/5/2017 12:00:00 AM
739773 | D05~TN | Database Calculated TN - Method 5 | WQXTEST |  |  |  | 9/27/2017 12:00:00 AM
734496 | D05~TN | Database Calculated TN - Method 5 | CBP_WQX |  |  |  | 9/27/2017 12:11:35 PM
743074 | D1067 | Standard Test Methods for Acidity or Alkalinity of Water | ASTM (2011) | https://www.astm.org/DATABASE.CART/HISTORICAL/D1067-11.htm |  |  | 11/27/2017 3:29:41 PM
4666 | D1067 | Acidity or Alkalinity of water by electrometric titration | ASTM | D1067 ~ ASTM ; Acidity or Alkalinity of water by electrometric titration |  | https://www.nemi.gov/methods/method_summary/9698/ | 7/31/2013 12:00:00 AM
515 | D1067(A) | Acidity or Alkalinity of Water | ASTM |  |  |  | 8/12/2006 11:50:00 PM
516 | D1067(B) | Acidity or Alkalinity of Water | ASTM |  |  |  | 8/12/2006 11:50:00 PM
517 | D1067(C) | Acidity or Alkalinity of Water | ASTM |  |  |  | 8/12/2006 11:50:00 PM
518 | D1068(A) | Iron in Water Using Direct FLAA | ASTM | D1068A ~ ASTM ; Iron by Atomic Absorption, Direct |  | https://www.nemi.gov/methods/method_summary/5408/ | 8/12/2006 11:50:00 PM
519 | D1068(B) | Iron in Water by Chelation and FLAA | ASTM | D1068 B ~ ASTM ; Iron in Water by GF-AAS |  | https://www.nemi.gov/methods/method_summary/9744/ | 8/12/2006 11:50:00 PM
520 | D1068(C) | Iron in Water Using GFAA | ASTM | D1068C ~ ASTM ; Iron by Atomic Absorption, Graphite Furnace |  | https://www.nemi.gov/methods/method_summary/5409/ | 8/12/2006 11:50:00 PM
521 | D1068(D) | Iron in Water Using Photometry | ASTM | D1068D ~ ASTM ; Iron by Photometric Bathophenanthroline |  | https://www.nemi.gov/methods/method_summary/5410/ | 8/12/2006 11:50:00 PM
522 | D1125(A) | Conductivity and Resistivity in Water | ASTM | D1125A ~ ASTM ; Electrical Conductivity of Non-Flowing Water Samples |  | https://www.nemi.gov/methods/method_summary/4745/ | 8/12/2006 11:50:00 PM
523 | D1125(B) | Conductivity and Resistivity in Water | ASTM |  |  |  | 8/12/2006 11:50:00 PM
5581 | D1125-82 | Electrical Conductivity of Non-Flowing Water Samples | ASTM | Not current version URL: https://www.nemi.gov/methods/method_summary/4745/ |  |  | 3/30/2018 2:36:40 PM
5582 | D1125-95 | Electrical Conductivity of Non-Flowing Water Samples | ASTM |  |  | https://www.nemi.gov/methods/method_summary/4745/ | 3/30/2018 2:36:40 PM
110127 | D1126 | Hardness in Water | OTTAWATRIBEOFOK |  |  |  | 6/24/2011 4:45:28 PM
524 | D1126 | Hardness in Water | ASTM | D1126 ~ ASTM ; Hardness in Water |  | https://www.nemi.gov/methods/method_summary/4746/ | 8/12/2006 11:50:00 PM
525 | D1179(A) | Fluoride Ion in Water Using Distillation | ASTM | D1179 A ~ ASTM ; Fluoride Ion in Water by Distillation |  | https://www.nemi.gov/methods/method_summary/9742/ | 8/12/2006 11:50:00 PM
526 | D1179(B) | Fluoride Ion in Water Using ISE | ASTM | D1179 B ~ ASTM ; Fluoride Ion in Water by Ion Selective Electrode |  | https://www.nemi.gov/methods/method_summary/9741/ | 8/12/2006 11:50:00 PM
527 | D1246 | Bromide Ion in Water | ASTM |  |  |  | 8/12/2006 11:50:00 PM
4667 | D1246 C | Bromide Ion in Water by Ion Selective Electrode | ASTM | D1246C / D1246 C ~ ASTM ; Bromide Ion in Water by Ion Selective Electrode |  | https://www.nemi.gov/methods/method_summary/9707/ | 7/31/2013 12:00:00 AM
528 | D1252(A) | Chemical Oxygen Demand by Titration | ASTM | D1252 A ~ ASTM ; COD, Macro, by Reflux Digestion and Titration (Test Method A) |  | https://www.nemi.gov/methods/method_summary/9714/ | 8/12/2006 11:50:00 PM
529 | D1252(B) | COD by Spectrophotometry | ASTM | D1252B ~ ASTM ; COD, Micro, by Sealed Digestion and Spectrometry (Test Method B) |  | https://www.nemi.gov/methods/method_summary/4747/ | 8/12/2006 11:50:00 PM
530 | D1253 | Residual Chlorine in Water | ASTM | D1253 ~ ASTM ; Residual Chlorine in Water by Direct Amperometric Titration |  | https://www.nemi.gov/methods/method_summary/9719/ | 8/12/2006 11:50:00 PM
531 | D1291 | Chlorine Requirement or Demand of Water | ASTM |  |  |  | 8/12/2006 11:50:00 PM
532 | D1292 | Odor in Water | ASTM |  |  |  | 8/12/2006 11:50:00 PM
533 | D1293(A) | pH of Water By Precise Lab Measurement | ASTM | D1293A ~ ASTM ; pH: Method A: Precise Laboratory Measurement of pH |  | https://www.nemi.gov/methods/method_summary/4748/ | 8/12/2006 11:50:00 PM
534 | D1293(B) | pH of Water By Routine Measurement | ASTM | D1293 B ~ ASTM ; pH: Method A: Routine or Continuous Measurement of pH |  | https://www.nemi.gov/methods/method_summary/9743/ | 8/12/2006 11:50:00 PM
535 | D1385 | Hydrazine in Water | ASTM |  |  |  | 8/12/2006 11:50:00 PM
536 | D1426(A) | Ammonia Nitrogen in Water by NESSLR | ASTM | D1426 A ~ ASTM ; Ammonia Nitrogen In Water by Direct Nesslerization |  | https://www.nemi.gov/methods/method_summary/9700/ | 8/12/2006 11:50:00 PM
537 | D1426(B) | Ammonia Nitrogen in Water by Ion Electrode | ASTM | D1426 B ~ ASTM ; Ammonia Nitrogen In Water by Select Ion Electrode |  | https://www.nemi.gov/methods/method_summary/9701/ | 8/12/2006 11:50:00 PM
538 | D1429(A) | Specific Gravity of Water by Pyncnometer | ASTM |  |  |  | 8/12/2006 11:50:00 PM
539 | D1429(B) | Specific Gravity of Water Using Balance | ASTM |  |  |  | 8/12/2006 11:50:00 PM
540 | D1429(C) | Specific Gravity of Water Using Flask | ASTM |  |  |  | 8/12/2006 11:50:00 PM
541 | D1429(D) | Specific Gravity of Water by Hydrometer | ASTM |  |  |  | 8/12/2006 11:50:00 PM
4668 | D1452-07A | Standard Practice for Soil Investigation and Sampling by Auger Borings | ASTM | D1452-07a ~ ASTM ; Standard Practice for Soil Investigation and Sampling by Auger Borings |  | https://www.nemi.gov/methods/method_summary/10296/ | 7/31/2013 12:00:00 AM
762647 | D1475 | Standard Method for Density of Liquid Coatings, Inks, and Related Products | YAKIMAVLYDAIRIES_WQX | Standard Method for Density of Liquid Coatings, Inks, and Related Products |  |  | 7/16/2018 6:12:04 PM
542 | D1498 | Oxidation-Reduction Potential for Water | ASTM | D1498 ~ ASTM ; Redox Potential of Water |  | https://www.nemi.gov/methods/method_summary/5456/ | 8/12/2006 11:50:00 PM
586848 | D1552 | Sulfur in Petroleum Products | ASTM |  |  |  | 12/7/2011 12:23:34 PM
543 | D1590 | Surface Tension of Water | ASTM |  |  |  | 8/12/2006 11:50:00 PM
544 | D1607 | Nitrogen Dioxide in Atmosphere | ASTM |  |  |  | 8/12/2006 11:50:00 PM
545 | D1608 | Nitrogen Dioxide in Atmosphere | ASTM |  |  |  | 8/12/2006 11:50:00 PM
546 | D1687(A) | Chromium VI in Water | ASTM | D1687 A ~ ASTM ; Chromium in Water by Photometric Diphenyl- carbohydrazide |  | https://www.nemi.gov/methods/method_summary/9724/ | 8/12/2006 11:50:00 PM
547 | D1687(B) | Chromium in Water By FLAA | ASTM | D1687 B ~ ASTM ; Chromium in Water by Direct Atomic Absorption |  | https://www.nemi.gov/methods/method_summary/9725/ | 8/12/2006 11:50:00 PM
548 | D1687(C) | Chromium in Water By GFAA | ASTM | D1687 C ~ ASTM ; Chromium in Water by GF-AAS |  | https://www.nemi.gov/methods/method_summary/9726/ | 8/12/2006 11:50:00 PM
549 | D1688(A) | Copper in Water By FLAA | ASTM | D1688 A ~ ASTM ; Copper in Water by Direct Atomic Absorption |  | https://www.nemi.gov/methods/method_summary/9733/ | 8/12/2006 11:50:00 PM
550 | D1688(B) | Copper in Water By Chelation and FLAA | ASTM | D1688 B ~ ASTM ; Copper in Water by Chelation-Extraction/Atomic Absorption |  | https://www.nemi.gov/methods/method_summary/9734/ | 8/12/2006 11:50:00 PM
551 | D1688(C) | Copper in Water By GFAA | ASTM | D1688 C ~ ASTM ; Copper in Water by GF-AAS |  | https://www.nemi.gov/methods/method_summary/9735/ | 8/12/2006 11:50:00 PM
552 | D1691(A) | Zinc in Water By FLAA | ASTM | D1691 A ~ ASTM ; Zinc in Water by Direct Atomic Absorption |  | https://www.nemi.gov/methods/method_summary/9831/ | 8/12/2006 11:50:00 PM
553 | D1691(B) | Zinc in Water by Chelation and FLAA | ASTM | D1691 B ~ ASTM ; Zinc in Water by Chelation-Extraction/AA |  | https://www.nemi.gov/methods/method_summary/9832/ | 8/12/2006 11:50:00 PM
554 | D1704 | Particulate Matter in Atmosphere | ASTM |  |  |  | 8/12/2006 11:50:00 PM
561758 | D1744 | Moisture Content | R10MIDNITE |  |  |  | 4/1/2015 6:27:43 PM
555 | D1783(A) | Phenolic Compounds in Water | ASTM |  |  |  | 8/12/2006 11:50:00 PM
556 | D1783(B) | Phenolic Compounds in Water | ASTM |  |  |  | 8/12/2006 11:50:00 PM
557 | D1886(A) | Nickel in Water by FLAA | ASTM | D1886 A ~ ASTM ; Nickel in Water by Direct AA |  | https://www.nemi.gov/methods/method_summary/9802/ | 8/12/2006 11:50:00 PM
558 | D1886(B) | Nickel in Water by Chelation and FLAA | ASTM | D1886 B ~ ASTM ; Nickel in Water by Chelation-Extraction AA |  | https://www.nemi.gov/methods/method_summary/9803/ | 8/12/2006 11:50:00 PM
559 | D1886(C) | Nickel in Water by GFAA | ASTM | D1886 C ~ ASTM ; Nickel in Water by GF-AAS |  | https://www.nemi.gov/methods/method_summary/9804/ | 8/12/2006 11:50:00 PM
560 | D1889 | Turbidity of Water | ASTM | D1889 ~ ASTM ; Turbidity of Water |  | https://www.nemi.gov/methods/method_summary/5457/ | 8/12/2006 11:50:00 PM
561 | D1890 | Beta Particle Radioactivity of Water | ASTM | D1890 ~ ASTM ; Beta Activity in Water |  | https://www.nemi.gov/methods/method_summary/5411/ | 8/12/2006 11:50:00 PM
562 | D1941 | Open Channel Flow Measurement by Flume | ASTM |  |  |  | 8/12/2006 11:50:00 PM
563 | D1943 | Alpha Particle Radioactivity of Water | ASTM | D1943 ~ ASTM ; Alpha Particle Radioactivity of Water |  | https://www.nemi.gov/methods/method_summary/4749/ | 8/12/2006 11:50:00 PM
743075 | D1976 | Standard Test Method for Elements in Water by Inductively-Coupled Argon Plasma Atomic Emission Spectroscopy | ASTM (2012) | https://www.astm.org/Standards/D1976.htm |  |  | 11/27/2017 3:29:42 PM
564 | D1976 | Elements in Water by ICP | ASTM | D1976 ~ ASTM ; Elements in Water by ICP-AES |  | https://www.nemi.gov/methods/method_summary/4750/ | 8/12/2006 11:50:00 PM
565 | D2035 | Coagulation-Flocculation Test of Water | ASTM |  |  |  | 8/12/2006 11:50:00 PM
459068 | D2036 | REGRAVAN | SDDENR_WQX |  |  |  | 5/3/2012 3:27:17 PM
566 | D2036(A) | Cyanides in Water After Distillation | ASTM | D2036A ~ ASTM ; Cyanides, Total, after Distillation (Test Method A) |  | https://www.nemi.gov/methods/method_summary/4751/ | 8/12/2006 11:50:00 PM
567 | D2036(B) | Cyanides in Water by Colorimetry | ASTM | D2036 B ~ ASTM ; Cyanides Amenable to Chlorination |  | https://www.nemi.gov/methods/method_summary/9738/ | 8/12/2006 11:50:00 PM
568 | D2036(C) | Cyanides in Water by Colorimetry | ASTM |  |  |  | 8/12/2006 11:50:00 PM
569 | D2036(D) | Cyanides without Distillation | ASTM |  |  |  | 8/12/2006 11:50:00 PM
459065 | D2036C | UNKOWN | SDDENR_WQX |  |  |  | 4/17/2015 10:29:03 AM
459071 | D2036C-Mod | REGRAVAN | SDDENR_WQX |  |  |  | 5/3/2012 10:47:23 AM
570 | D2186(A) | Deposit-Forming Impurities in Steam | ASTM |  |  |  | 8/12/2006 11:50:00 PM
571 | D2186(B) | Deposit-Forming Impurities in Steam | ASTM |  |  |  | 8/12/2006 11:50:00 PM
572 | D2186(C) | Deposit-Forming Impurities in Steam | ASTM |  |  |  | 8/12/2006 11:50:00 PM
573 | D2186(D) | Deposit-Forming Impurities in Steam | ASTM |  |  |  | 8/12/2006 11:50:00 PM
5306 | D2216 | Standard Test Methods for Laboratory Determination of Water (Moisture) Content of Soil and Rock by Mass | ASTM | http://www.astm.org/Standards/D2216.htm |  |  | 4/30/2015 10:02:58 AM
732196 | D2216 | Total solids | EPA_GLNPO |  |  |  | 2/21/2019 5:38:14 PM
730176 | D2216-10 | Water Content | EPAR5_SLR_WQX |  |  |  | 5/27/2016 2:33:49 PM
574 | D2330 | Methylene Blue Active Substances | ASTM | D2330 ~ ASTM ; Methylene Blue Active Substances in Water by |  | https://www.nemi.gov/methods/method_summary/9828/ | 8/12/2006 11:50:00 PM
575 | D2332 | Water-formed Deposits by XRF | ASTM |  |  |  | 8/12/2006 11:50:00 PM
576 | D2334(A) | Radioactive Iodine - Ion-Exchange | ASTM |  |  |  | 8/12/2006 11:50:00 PM
577 | D2334(B) | Radioactive Iodine - Distillation | ASTM |  |  |  | 8/12/2006 11:50:00 PM
578 | D2334(C) | Radioactive Iodine - Extraction | ASTM |  |  |  | 8/12/2006 11:50:00 PM
579 | D2460 | Radionuclides of Radium in Water | ASTM |  |  |  | 8/12/2006 11:50:00 PM
580 | D2476 | Tritium in Water by Liquid Scintillation | ASTM |  |  |  | 8/12/2006 11:50:00 PM
581 | D2579 | Total Organic Carbon in Water | ASTM | D2579 ~ ASTM ; Total Organic Carbon in Water by TOC analyzer |  | https://www.nemi.gov/methods/method_summary/9810/ | 8/12/2006 11:50:00 PM
582 | D2580 | Phenols in Water by Gas-Liquid Chromatograph | ASTM |  |  |  | 8/12/2006 11:50:00 PM
583 | D2688(A) | Corrosivity of Water Using Metal Coupons | ASTM |  |  |  | 8/12/2006 11:50:00 PM
584 | D2688(B) | Corrosivity of Water Using Pipe Inserts | ASTM |  |  |  | 8/12/2006 11:50:00 PM
585 | D2776 | Corrosivity | ASTM |  |  |  | 8/12/2006 11:50:00 PM
586 | D2791 | Sodium in Water by ISE-Na | ASTM |  |  |  | 8/12/2006 11:50:00 PM
587 | D2820 | C1 - C5 Hydrocarbons by GC | ASTM |  |  |  | 8/12/2006 11:50:00 PM
732197 | D2850 | ASTM D2850 | EPA_GLNPO |  |  |  | 7/20/2018 10:30:46 AM
588 | D2907(A) | Uranium in Water by Direct Fluorometry | ASTM |  |  |  | 8/12/2006 11:50:00 PM
589 | D2907(B) | Uranium in Water by Extraction & Fluorometry | ASTM |  |  |  | 8/12/2006 11:50:00 PM
590 | D2908 | Volatile Organics in Water by GC | ASTM |  |  |  | 8/12/2006 11:50:00 PM
591 | D2914 | Sulfur Dioxide in Atmosphere | ASTM |  |  |  | 8/12/2006 11:50:00 PM
762512 | D2937 | Standard Test Method for Density of Soil in Place by the Drive-Cylinder Method | ASTM | https://www.astm.org/Standards/D2937.htm |  |  | 6/21/2018 1:00:27 PM
732198 | D2937 | ASTM D2937 | EPA_GLNPO |  | D2937 |  | 2/2/2018 10:04:00 AM
4669 | D2972 | Total Arsenic in Water by AA gaseous hydride | ASTM | D2972 ~ ASTM ; Total Arsenic in Water by AA gaseous hydride |  | https://www.nemi.gov/methods/method_summary/9704/ | 7/31/2013 12:00:00 AM
592 | D2972(A) | Arsenic in Water Using Spectrophotometry | ASTM |  |  |  | 8/12/2006 11:50:00 PM
593 | D2972(B) | Arsenic in Water Using HYDAA | ASTM |  |  |  | 8/12/2006 11:50:00 PM
594 | D2972(C) | Arsenic in Water by GFAA | ASTM |  |  |  | 8/12/2006 11:50:00 PM
732199 | D2974 | Moisture | EPA_GLNPO |  |  |  | 7/20/2018 10:30:20 AM
3194 | D2974(A) | Moisture, Ash, and Organic Matter of Peat and Other Organic Soils | ASTM |  |  |  | 2/26/2010 3:19:58 PM
730178 | D2974-14 | Organic Content | EPAR5_SLR_WQX |  |  |  | 2/24/2016 1:40:26 PM
732200 | D3080 | ASTM D3080 | EPA_GLNPO |  | D3080 |  | 4/23/2016 1:04:22 PM
595 | D3082 | Boron in Water Using Spectrometry | ASTM |  |  |  | 8/12/2006 11:50:00 PM
596 | D3084 | Alpha Spectrometry of Water | ASTM |  |  |  | 8/12/2006 11:50:00 PM
597 | D3086 | Organochlorine Pesticides in Water | ASTM |  |  |  | 8/12/2006 11:50:00 PM
598 | D3113(A) | Sodium Salts of EDTA in Water | ASTM |  |  |  | 8/12/2006 11:50:00 PM
599 | D3113(B) | Sodium Salts of EDTA in Water | ASTM |  |  |  | 8/12/2006 11:50:00 PM
600 | D3162 | Carbon Monoxide in Atmosphere - NDIR | ASTM |  |  |  | 8/12/2006 11:50:00 PM
601 | D3223 | Total Mercury in Water by CVAA | ASTM | D3223 ~ ASTM ; Total Mercury in Water by CV-AAS |  | https://www.nemi.gov/methods/method_summary/9765/ | 8/12/2006 11:50:00 PM
602 | D3266 | Fluorides in the Atmosphere | ASTM |  |  |  | 8/12/2006 11:50:00 PM
603 | D3267 | Fluorides in the Atmosphere | ASTM |  |  |  | 8/12/2006 11:50:00 PM
604 | D3268 | Fluorides in the Atmosphere | ASTM |  |  |  | 8/12/2006 11:50:00 PM
605 | D3269(ISE) | Fluorides in Plants/Atmosphere | ASTM |  |  |  | 8/12/2006 11:50:00 PM
606 | D3269(SPEC) | Fluorides in Plants/Atmosphere | ASTM |  |  |  | 8/12/2006 11:50:00 PM
607 | D3269(TITR) | Fluorides in Plants/Atmosphere | ASTM |  |  |  | 8/12/2006 11:50:00 PM
608 | D3270 | Fluorides in Plants/Atmosphere | ASTM |  |  |  | 8/12/2006 11:50:00 PM
4603 | D3278 | Standard Test Method for Flash Point of Liquids by Small Scale Closed Cup Apparatus | ASTM |  |  |  | 8/9/2012 2:29:54 PM
609 | D3327 | N, S, Ni and V in Waterborne Oils | ASTM |  |  |  | 8/12/2006 11:50:00 PM
610 | D3328(A) | Waterborne Petroleum Oils by GC | ASTM |  |  |  | 8/12/2006 11:50:00 PM
611 | D3328(B) | Waterborne Petroleum Oils by GC | ASTM |  |  |  | 8/12/2006 11:50:00 PM
612 | D3352 | Strontium Ion in Water | ASTM |  |  |  | 8/12/2006 11:50:00 PM
613 | D3371 | Nitriles in Aqueous Solution | ASTM |  |  |  | 8/12/2006 11:50:00 PM
614 | D3372 | Molybdenum by Chelation and FLAA | ASTM |  |  |  | 8/12/2006 11:50:00 PM
615 | D3373 | Vanadium in Water by GFAA | ASTM | D3373 ~ ASTM ; Vanadium in Water by GF-AAS |  | https://www.nemi.gov/methods/method_summary/9830/ | 8/12/2006 11:50:00 PM
616 | D3414 | Waterborne Petroleum Oils by IR | ASTM |  |  |  | 8/12/2006 11:50:00 PM
617 | D3415 | Waterborne Oils by GC, IRSPEC or FLSPEC | ASTM |  |  |  | 8/12/2006 11:50:00 PM
618 | D3416 | Carbon Monoxide in Atmosphere - GC/FID | ASTM |  |  |  | 8/12/2006 11:50:00 PM
619 | D3442 | Tritium in Atmosphere | ASTM |  |  |  | 8/12/2006 11:50:00 PM
620 | D3454 | Radium-226 in Water by Radon Scintillation | ASTM | D3454 ~ ASTM ; Radium-226 in Water |  | https://www.nemi.gov/methods/method_summary/4753/ | 8/12/2006 11:50:00 PM
621 | D3478 | Chlorinated Phenoxy-Acid Herbicides | ASTM |  |  |  | 8/12/2006 11:50:00 PM
622 | D3534(ECD) | PCBs in Water by Gas Chromatography | ASTM |  |  |  | 8/12/2006 11:50:00 PM
623 | D3534(ELCD) | PCBs in Water by Gas Chromatography | ASTM |  |  |  | 8/12/2006 11:50:00 PM
624 | D3557(A) | Cadmium in Water by FLAA | ASTM | D3557A ~ ASTM ; Cadmium, Method A: Atomic Absorption, Direct |  | https://www.nemi.gov/methods/method_summary/4754/ | 8/12/2006 11:50:00 PM
625 | D3557(B) | Cadmium in Water by Chelation and FLAA | ASTM | D3557 B ~ ASTM ; Cadmium in Water by AA, Chelation-Extraction |  | https://www.nemi.gov/methods/method_summary/9708/ | 8/12/2006 11:50:00 PM
626 | D3557(C) | Cadmium in Water by Polarography | ASTM | D3557 C ~ ASTM ; Cadmium in Water by Differential Pulse/Anodic Stripping Voltammetry |  | https://www.nemi.gov/methods/method_summary/9709/ | 8/12/2006 11:50:00 PM
627 | D3557(D) | Cadmium in Water by GFAA | ASTM | D3557 D ~ ASTM ; Cadmium in Water by GF-AAS |  | https://www.nemi.gov/methods/method_summary/9710/ | 8/12/2006 11:50:00 PM
628 | D3558(A) | Cobalt in Water by FLAA | ASTM | D3558 A ~ ASTM ; Cobalt in Water by Direct AA |  | https://www.nemi.gov/methods/method_summary/9727/ | 8/12/2006 11:50:00 PM
629 | D3558(B) | Cobalt in Water by Chelation and FLAA | ASTM | D3558 B ~ ASTM ; Cobalt in Water by Chelation-Extraction/AA |  | https://www.nemi.gov/methods/method_summary/9728/ | 8/12/2006 11:50:00 PM
630 | D3558(C) | Cobalt in Water by GFAA | ASTM | D3558 C ~ ASTM ; Cobalt in Water by GF-AAS |  | https://www.nemi.gov/methods/method_summary/9729/ | 8/12/2006 11:50:00 PM
631 | D3559(A) | Lead in Water by FLAA | ASTM | D3559 A ~ ASTM ; Lead in Water by Direct AA |  | https://www.nemi.gov/methods/method_summary/9750/ | 8/12/2006 11:50:00 PM
632 | D3559(B) | Lead in Water by Chelation and FLAA | ASTM | D3559 B ~ ASTM ; Lead in Water by Chelation-Extraction/AA |  | https://www.nemi.gov/methods/method_summary/9751/ | 8/12/2006 11:50:00 PM
633 | D3559(C) | Lead in Water by Polarography | ASTM | D3559 C ~ ASTM ; Lead in Water by Differential Pulse Anodic Stripping Voltammetry |  | https://www.nemi.gov/methods/method_summary/9753/ | 8/12/2006 11:50:00 PM
634 | D3559(D) | Lead in Water by GFAA | ASTM | D3559 D ~ ASTM ; Lead in Water by GF-AAS |  | https://www.nemi.gov/methods/method_summary/9752/ | 8/12/2006 11:50:00 PM
635 | D3561 | Lithium, Potassium and Sodium | ASTM |  |  |  | 8/12/2006 11:50:00 PM
636 | D3590(A) | TKN by Ion Selective Electrode | ASTM | D3590 A ~ ASTM ; Total Kjeldahl Nitrogen in Water by Manual Digestion/Distillation |  | https://www.nemi.gov/methods/method_summary/9748/ | 8/12/2006 11:50:00 PM
637 | D3590(B) | TKN by AutoAnalyzer | ASTM | D3590 B ~ ASTM ; Total Kjeldahl Nitrogen in Water by Semiautomated Colorimetric Bertholt |  | https://www.nemi.gov/methods/method_summary/9749/ | 8/12/2006 11:50:00 PM
638 | D3608 | Nitrogen Oxides in Atmosphere | ASTM |  |  |  | 8/12/2006 11:50:00 PM
4670 | D3645 | Beryllium in Water by AAS | ASTM | D3645 ~ ASTM ; Beryllium in Water by AAS |  | https://www.nemi.gov/methods/method_summary/9706/ | 7/31/2013 12:00:00 AM
639 | D3645(A) | Beryllium in Water by FLAA | ASTM |  |  |  | 8/12/2006 11:50:00 PM
640 | D3645(B) | Beryllium in Water by GFAA | ASTM |  |  |  | 8/12/2006 11:50:00 PM
641 | D3648(A) | Measurement of Radioactivity, Alpha | ASTM |  |  |  | 8/12/2006 11:50:00 PM
642 | D3648(B) | Measurement of Radioactivity, Beta | ASTM |  |  |  | 8/12/2006 11:50:00 PM
643 | D3648(C) | Measurement of Radioactivity, Gamma | ASTM |  |  |  | 8/12/2006 11:50:00 PM
644 | D3649 | High Resolution Gamma-Ray Spectrometry | ASTM |  |  |  | 8/12/2006 11:50:00 PM
645 | D3650 | Waterborne Petroleum Oil by Fluorescence | ASTM |  |  |  | 8/12/2006 11:50:00 PM
646 | D3651 | Barium in Water by FLAA | ASTM |  |  |  | 8/12/2006 11:50:00 PM
647 | D3686 | Charcoal Tube Adsorption of Organic Vapors | ASTM |  |  |  | 8/12/2006 11:50:00 PM
648 | D3695 | Volatile Alcohols in Water by GC | ASTM |  |  |  | 8/12/2006 11:50:00 PM
649 | D3697 | Antimony in Water by FLAA | ASTM |  |  |  | 8/12/2006 11:50:00 PM
743089 | D3731 | Analysis of Chlorophyll in Periphyton and Plankton | ASTM (1987) |  |  |  | 12/5/2017 3:38:16 PM
5285 | D3731-79 | Analysis of Chlorophyll in Periphyton and Plankton | ASTM | ASTM-WATER Post 31, ASTM Designation D3731-79, pages 1079-1083, "The status of Methods for the Analysis of Chlorophyll in Periphyton and Plankton": Weber, C.I., L.A. Fay, G.B. Collins, D. Rathke, J. Towbin, Env. and Plankton": Weber, C.I., L.A. Fay, G.B. Collins, D. Rathke, J. Towbin, Monitoring and Support Laboratory, U.S. EPA, Cincinnati, Ohio. |  |  | 12/9/2014 7:55:50 AM
650 | D3824(A) | Ambient NOx by Chemiluminescence | ASTM |  |  |  | 8/12/2006 11:50:00 PM
651 | D3824(B) | Workplace NOx by Chemiluminescence | ASTM |  |  |  | 8/12/2006 11:50:00 PM
4671 | D3856 | Good Laboratory Practices | ASTM | D3856 ~ ASTM ; Good Laboratory Practices |  | https://www.nemi.gov/methods/method_summary/5460/ | 7/31/2013 12:00:00 AM
652 | D3857 | Water Velocity in Open Channels | ASTM |  |  |  | 8/12/2006 11:50:00 PM
653 | D3858 | Open-Channel Flow Measurement by Area | ASTM |  |  |  | 8/12/2006 11:50:00 PM
654 | D3859(A) | Selenium in Water by HYDAA | ASTM | D3859 A ~ ASTM ; Selenium in Water by Gaseous Hydride AAS |  | https://www.nemi.gov/methods/method_summary/9822/ | 8/12/2006 11:50:00 PM
655 | D3859(B) | Selenium in Water by GFAA | ASTM | D3859 B ~ ASTM ; Selenium in Water by GF-AAS |  | https://www.nemi.gov/methods/method_summary/9821/ | 8/12/2006 11:50:00 PM
656 | D3865 | Plutonium in Water | ASTM |  |  |  | 8/12/2006 11:50:00 PM
657 | D3866(A) | Silver in Water by Chelation and FLAA | ASTM |  |  |  | 8/12/2006 11:50:00 PM
658 | D3866(B) | Silver in Water by FLAA | ASTM |  |  |  | 8/12/2006 11:50:00 PM
659 | D3866(C) | Silver in Water by GFAA | ASTM |  |  |  | 8/12/2006 11:50:00 PM
4672 | D3867 | Nitrate-Nitrite in Water by Automated Cadmium Reduction | ASTM | D3867 ~ ASTM ; Nitrate-Nitrite in Water by Automated Cadmium Reduction |  | https://www.nemi.gov/methods/method_summary/4755/ | 7/31/2013 12:00:00 AM
660 | D3867(A) | Nitrite-Nitrate Automated Cd Reduction | ASTM |  |  |  | 8/12/2006 11:50:00 PM
661 | D3867(B) | Nitrite-Nitrate by Manual Cd Reduction | ASTM | D3867 B ~ ASTM ; Nitrite-Nitrate in Water by Manual Cadmium Reduction |  | https://www.nemi.gov/methods/method_summary/9809/ | 8/12/2006 11:50:00 PM
5259 | D3867-04 | Standard Test Methods for Nitrite-Nitrate in Water | ASTM | http://portal.astm.org/Standards/HISTORICAL/D3867-04.htm |  |  | 4/1/2014 8:50:00 AM
662 | D3868 | Fluoride Ions in Saline Water | ASTM |  |  |  | 8/12/2006 11:50:00 PM
663 | D3869(A) | Iodide and Bromide in Saline Water | ASTM |  |  |  | 8/12/2006 11:50:00 PM
664 | D3869(B) | Iodide in Saline Water by Colorimetry | ASTM |  |  |  | 8/12/2006 11:50:00 PM
665 | D3869(C) | Iodide in Saline Water by ISE-I | ASTM |  |  |  | 8/12/2006 11:50:00 PM
666 | D3869(D) | Bromide in Saline Water by Colorimetry | ASTM |  |  |  | 8/12/2006 11:50:00 PM
667 | D3871 | Purgeable Organics in Water | ASTM |  |  |  | 8/12/2006 11:50:00 PM
668 | D3875 | Alkalinity in Water | ASTM |  |  |  | 8/12/2006 11:50:00 PM
669 | D3919 | Trace Elements in Water Using GFAA | ASTM |  |  |  | 8/12/2006 11:50:00 PM
670 | D3920 | Strontium in Water by FLAA | ASTM |  |  |  | 8/12/2006 11:50:00 PM
671 | D3921 | Oil and Grease and Petroleum Hydrocarbons | ASTM |  |  |  | 8/12/2006 11:50:00 PM
672 | D3972 | Uranium by Radiochemistry | ASTM |  |  |  | 8/12/2006 11:50:00 PM
673 | D3973 | Halogenated Hydrocarbons in Water | ASTM |  |  |  | 8/12/2006 11:50:00 PM
674 | D3977 | Suspended-Sediment in Water | ASTM |  |  |  | 8/12/2006 11:50:00 PM
757171 | D3977-97(2002) | ASTM D3977-97(2002) | RTI | ASTM D3977-97(2002) |  |  | 5/21/2018 10:27:20 AM
675 | D3986 | Barium in Water by DCAPS | ASTM |  |  |  | 8/12/2006 11:50:00 PM
676 | D4012 | ATP Content of Microorganisms in Water | ASTM |  |  |  | 8/12/2006 11:50:00 PM
677 | D4107 | Tritium in Drinking Water | ASTM | D4107 ~ ASTM ; Tritium in Water |  | https://www.nemi.gov/methods/method_summary/5412/ | 8/12/2006 11:50:00 PM
678 | D4128 | Organic Compounds in Water by GC/MS | ASTM |  |  |  | 8/12/2006 11:50:00 PM
679 | D4129 | Total Carbon and Organic Carbon in Water | ASTM |  |  |  | 8/12/2006 11:50:00 PM
505736 | D4129M | ASTM: TOTAL AND ORGANIC CARBON IN WATER OXIDATION | MEDEP_WQX |  |  |  | 4/18/2014 1:39:16 PM
680 | D4130 | Sulfate Ion in Water by Spectroscopy | ASTM |  |  |  | 8/12/2006 11:50:00 PM
681 | D4165 | Cyanogen Chloride in Water | ASTM |  |  |  | 8/12/2006 11:50:00 PM
682 | D4183(A) | Total Recoverable Organic Phosphorus | ASTM |  |  |  | 8/12/2006 11:50:00 PM
683 | D4183(B) | Total Recoverable Organic Phosphorus | ASTM |  |  |  | 8/12/2006 11:50:00 PM
684 | D4185 | Metals in Workplace Atmosphere by AAS | ASTM |  |  |  | 8/12/2006 11:50:00 PM
685 | D4189 | Silt Density Index of Water | ASTM |  |  |  | 8/12/2006 11:50:00 PM
686 | D4190 | Metals by Argon Emission Spectroscopy | ASTM | D4190 ~ ASTM ; Elements in Water by Direct-Current Argon Plasma Atomic Emission Spectroscopy |  | https://www.nemi.gov/methods/method_summary/9699/ | 8/12/2006 11:50:00 PM
687 | D4191 | Sodium in Water by FLAA | ASTM |  |  |  | 8/12/2006 11:50:00 PM
688 | D4192 | Potassium in Water by FLAA | ASTM |  |  |  | 8/12/2006 11:50:00 PM
689 | D4193 | Thiocyanate in Water | ASTM |  |  |  | 8/12/2006 11:50:00 PM
732201 | D420 | ASTM D420 | EPA_GLNPO |  | D420 |  | 4/26/2016 3:48:21 PM
690 | D4201 | Coliphages in Water by Counting | ASTM |  |  |  | 8/12/2006 11:50:00 PM
691 | D422 | Particle-Size Analysis of Soils | ASTM |  |  |  | 8/12/2006 11:50:00 PM
730180 | D422-63(2007) | Size Distribution | EPAR5_SLR_WQX |  |  |  | 5/27/2016 2:33:49 PM
540107 | D422M | ASTM: GRAIN SIZE MODIFIED | MEDEP_WQX |  |  |  | 4/18/2014 1:39:16 PM
558647 | D422M | ASTM Method 422M | R10BOOMSNUB | ASTM Method 422M | 422M |  | 12/5/2014 1:15:53 PM
692 | D4240 | Asbestos in Atmosphere | ASTM |  |  |  | 8/12/2006 11:50:00 PM
693 | D4249 | Enumeration of Candida albicans in Water | ASTM |  |  |  | 8/12/2006 11:50:00 PM
694 | D4254 | Index Density and Unit Weight of Soils | ASTM |  |  |  | 8/12/2006 11:50:00 PM
695 | D4281(A) | Oil and Grease by Liquid-Liquid Extraction | ASTM |  |  |  | 8/12/2006 11:50:00 PM
696 | D4281(B) | Oil and Grease by Soxhlet Extraction | ASTM |  |  |  | 8/12/2006 11:50:00 PM
697 | D4282 | Free Cyanide in Water by Microdiffusion | ASTM |  |  |  | 8/12/2006 11:50:00 PM
732202 | D4310 | ASTM D4310 | EPA_GLNPO |  | D4310 |  | 4/26/2016 1:46:23 PM
732203 | D4318 | Atterberg Limits | EPA_GLNPO |  |  |  | 7/20/2018 10:30:44 AM
698 | D4323 | Hydrogen Sulfide in Atmosphere | ASTM |  |  |  | 8/12/2006 11:50:00 PM
699 | D4327 | Anions in Water by Ion Chromatography | ASTM | D4327 ~ ASTM ; Anions in Water by Ion Chromatography |  | https://www.nemi.gov/methods/method_summary/4756/ | 8/12/2006 11:50:00 PM
700 | D4374 | Cyanide in Water by Automated Methods | ASTM |  |  |  | 8/12/2006 11:50:00 PM
701 | D4382 | Barium in Water by GFAA | ASTM | D4382 ~ ASTM ; Barium in Water by GF-AAS |  | https://www.nemi.gov/methods/method_summary/9705/ | 8/12/2006 11:50:00 PM
702 | D4408 | Open-Channel Flow by Acoustic Means | ASTM |  |  |  | 8/12/2006 11:50:00 PM
703 | D4409 | Open-Channel Flow by RECM | ASTM |  |  |  | 8/12/2006 11:50:00 PM
704 | D4412 | Sulfate-Reducing Bacteria | ASTM | D4412 ~ ASTM ; Sulfate-reducing Bacteria in Water |  | https://www.nemi.gov/methods/method_summary/5414/ | 8/12/2006 11:50:00 PM
705 | D4413 | Ethylene Oxide in Atmosphere | ASTM |  |  |  | 8/12/2006 11:50:00 PM
706 | D4454 | Total and Respiring Bacteria | ASTM | D4454 ~ ASTM ; Respiring Bacteria in Water |  | https://www.nemi.gov/methods/method_summary/5415/ | 8/12/2006 11:50:00 PM
707 | D4455 | Aquatic Bacteria by Epifluorescence | ASTM | D4455 ~ ASTM ; Aquatic Bacteria by Epifluoresence Microscopy |  | https://www.nemi.gov/methods/method_summary/5416/ | 8/12/2006 11:50:00 PM
708 | D4458 | Chloride Ions in Saline Waters | ASTM | D4458 ~ ASTM ; Chloride in Water |  | https://www.nemi.gov/methods/method_summary/5417/ | 8/12/2006 11:50:00 PM
709 | D4478(A) | Immediate Oxygen Uptake | ASTM |  |  |  | 8/12/2006 11:50:00 PM
710 | D4478(B) | Total Oxygen Uptake | ASTM |  |  |  | 8/12/2006 11:50:00 PM
711 | D4490 | Gases/Vapors by Detector Tubes | ASTM |  |  |  | 8/12/2006 11:50:00 PM
712 | D4517 | Silica in Water by FLAA | ASTM |  |  |  | 8/12/2006 11:50:00 PM
732204 | D4531 | Density in organic rich material | EPA_GLNPO |  |  |  | 4/29/2016 3:47:45 PM
744424 | D4548 - 11 | Standard Test Method for Anion-Cation Balance of Mixed Bed Ion-Exchange Resins | AKDECAKMAP | Standard Test Method for Anion-Cation Balance of Mixed Bed Ion-Exchange Resins |  |  | 3/20/2018 5:47:28 PM
713 | D4657 | PAHs in Water by HPLC/UV | ASTM |  |  |  | 8/12/2006 11:50:00 PM
714 | D4658 | Sulfide Ion in Water by ISE | ASTM | D4658 ~ ASTM ; Sulfide in Water |  | https://www.nemi.gov/methods/method_summary/5418/ | 8/12/2006 11:50:00 PM
715 | D4691 | Elements in Water Using FLAA | ASTM |  |  |  | 8/12/2006 11:50:00 PM
716 | D4744 | Organic Halides in Water | ASTM |  |  |  | 8/12/2006 11:50:00 PM
717 | D4763 | Organics by Fluorescence Spectroscopy | ASTM |  |  |  | 8/12/2006 11:50:00 PM
718 | D4765 | Fluorides in the Workplace Atmospheres | ASTM |  |  |  | 8/12/2006 11:50:00 PM
719 | D4766 | Vinyl Chloride in Atmosphere | ASTM |  |  |  | 8/12/2006 11:50:00 PM
720 | D4779 | Total, Organic and Inorganic Carbon | ASTM |  |  |  | 8/12/2006 11:50:00 PM
721 | D4785 | Low Level Iodine-131 in Water | ASTM | D4785 ~ ASTM ; Low-Level Iodine-131 in Water |  | https://www.nemi.gov/methods/method_summary/5419/ | 8/12/2006 11:50:00 PM
722 | D4839 | Total Carbon and Organic Carbon in Water | ASTM |  |  |  | 8/12/2006 11:50:00 PM
723 | D4856 | Sulfuric Acid Mist in Atmosphere | ASTM |  |  |  | 8/12/2006 11:50:00 PM
724 | D4861 | Pesticides and PCBs | ASTM |  |  |  | 8/12/2006 11:50:00 PM
725 | D4913 | Hydrogen Sulfide in Air | ASTM |  |  |  | 8/12/2006 11:50:00 PM
726 | D4922 | Radioactive Iron in Water | ASTM |  |  |  | 8/12/2006 11:50:00 PM
727 | D4947 | Chlordane and Heptachlor Residues | ASTM |  |  |  | 8/12/2006 11:50:00 PM
763127 | D4959 | Water Content of Soil by Direct Heating | ASTM |  |  |  | 10/31/2018 1:33:26 PM
728 | D4962 | NaI(Tl) Gamma-Ray Spectrometry of Water | ASTM |  |  |  | 8/12/2006 11:50:00 PM
729 | D4978(A) | Sulfides in Wastes - Lead Acetate Paper | ASTM |  |  |  | 8/12/2006 11:50:00 PM
730 | D4978(B) | Sulfides in Wastes - Gas Tube | ASTM |  |  |  | 8/12/2006 11:50:00 PM
731 | D4980(A) | pH in Waste - pH Paper | ASTM |  |  |  | 8/12/2006 11:50:00 PM
732 | D4980(B) | pH in Waste - pH Meter | ASTM |  |  |  | 8/12/2006 11:50:00 PM
733 | D4983 | Volatile Amines in Water | ASTM |  |  |  | 8/12/2006 11:50:00 PM
734 | D4994(A) | Recovery of Viruses by Adsorption | ASTM |  |  |  | 8/12/2006 11:50:00 PM
735 | D4994(B) | Recovery of Viruses by Sonication | ASTM |  |  |  | 8/12/2006 11:50:00 PM
736 | D5014 | Formaldehyde - Indoor Air, MBTH | ASTM |  |  |  | 8/12/2006 11:50:00 PM
737 | D5015 | pH of Atmosphere | ASTM |  |  |  | 8/12/2006 11:50:00 PM
738 | D5037 | Waterborne Petroleum Oils by HPLC | ASTM |  |  |  | 8/12/2006 11:50:00 PM
739 | D5049(A) | Cyanides in Waste - Chloramine T | ASTM |  |  |  | 8/12/2006 11:50:00 PM
740 | D5049(B) | Cyanides in Waste - Prussian Blue | ASTM |  |  |  | 8/12/2006 11:50:00 PM
741 | D5049(C) | Cyanides in Waste - Cyantesmo Paper | ASTM |  |  |  | 8/12/2006 11:50:00 PM
742 | D5049(D) | Cyanides in Waste - Gas Detector Tube | ASTM |  |  |  | 8/12/2006 11:50:00 PM
743 | D5072 | Radon in Drinking Water | ASTM | D5072 ~ ASTM ; Radon in Drinking Water |  | https://www.nemi.gov/methods/method_summary/5422/ | 8/12/2006 11:50:00 PM
744 | D5075 | Nicotine in Indoor Air - GC/NPD | ASTM |  |  |  | 8/12/2006 11:50:00 PM
745 | D5084 | Hydraulic Conductivity | ASTM |  |  |  | 8/12/2006 11:50:00 PM
746 | D5085 | Chloride, Nitrate and Sulfate | ASTM |  |  |  | 8/12/2006 11:50:00 PM
747 | D5086 | Ca, Mg, K and Na in Atmospheric Wet Dep. | ASTM |  |  |  | 8/12/2006 11:50:00 PM
748 | D5089 | Velocity of Water,electromagnetic meters | ASTM |  |  |  | 8/12/2006 11:50:00 PM
749 | D511(A) | Calcium and Magnesium in Water by Titration | ASTM | D511 A ~ ASTM ; Calcium and Magnesium In Water by Complexometric Titration |  | https://www.nemi.gov/methods/method_summary/9712/ | 8/12/2006 11:50:00 PM
750 | D511(B) | Calcium and Magnesium in Water by FLAA | ASTM | D511 B ~ ASTM ; Calcium and Magnesium In Water by AAS |  | https://www.nemi.gov/methods/method_summary/9713/ | 8/12/2006 11:50:00 PM
4673 | D512 D | Chloride Ion In Water by Ion-Selective Electrode Method | ASTM | D512D / D512 D ~ ASTM ; Chloride Ion In Water by Ion-Selective Electrode Method |  | https://www.nemi.gov/methods/method_summary/9718/ | 7/31/2013 12:00:00 AM
751 | D512(A) | Chloride in Water by Mercurimetric Titration | ASTM | D512 A ~ ASTM ; Chloride Ion In Water by Mercurimetric Titration |  | https://www.nemi.gov/methods/method_summary/9716/ | 8/12/2006 11:50:00 PM
752 | D512(B) | Chloride in Water by Silver Nitrate Titration | ASTM | D512 B ~ ASTM ; Chloride Ion In Water by Silver Nitrate Titration |  | https://www.nemi.gov/methods/method_summary/9715/ | 8/12/2006 11:50:00 PM
753 | D512(C) | Chloride in Water by ISE-Cl | ASTM |  |  |  | 8/12/2006 11:50:00 PM
754 | D5128 | pH of Water of Low Conductivity | ASTM |  |  |  | 8/12/2006 11:50:00 PM
755 | D5129 | Flow of Water by Width Contractions | ASTM |  |  |  | 8/12/2006 11:50:00 PM
756 | D513(A) | Total and Dissolved CO2 - Gas Sensing Electrode | ASTM |  |  |  | 8/12/2006 11:50:00 PM
757 | D513(B) | Total and Dissolved CO2 - Coulometric Titration | ASTM |  |  |  | 8/12/2006 11:50:00 PM
758 | D5130 | Flow of Water Indirectly by Slope Area | ASTM |  |  |  | 8/12/2006 11:50:00 PM
759 | D514 | Hydroxide Ion in Water(discontinued 05/96) | ASTM |  |  |  | 8/12/2006 11:50:00 PM
760 | D5149 | Ozone in Atmosphere - Chemiluminescence | ASTM |  |  |  | 8/12/2006 11:50:00 PM
4674 | D515 | Phosphorus in Water by manual single reagent | ASTM | D515 ~ ASTM ; Phosphorus in Water by manual single reagent |  | https://www.nemi.gov/methods/method_summary/9811/ | 7/31/2013 12:00:00 AM
761 | D515(A) | Phosphorus in Water by Colorimetric Reduction | ASTM |  |  |  | 8/12/2006 11:50:00 PM
762 | D515(B) | Phosphorus in Water by Digestion/Colorimetric Reduction | ASTM |  |  |  | 8/12/2006 11:50:00 PM
763 | D516 | Sulfate in Water by Turbidimeter | ASTM | D516 ~ ASTM ; Sulfate in Water by Turbidimitry |  | https://www.nemi.gov/methods/method_summary/4758/ | 8/12/2006 11:50:00 PM
618325 | D516-90 | Standard Test Method for Sulfate Ion in Water | ASTM |  |  |  | 12/7/2011 12:55:29 PM
764 | D5173 | Carbon Compounds in Water | ASTM |  |  |  | 8/12/2006 11:50:00 PM
765 | D5174 | Uranium in Water by Phosphorimetry | ASTM | D5174 ~ ASTM ; Uranium, Trace, in Water by Pulsed-Laser Phosphorimetry |  | https://www.nemi.gov/methods/method_summary/5423/ | 8/12/2006 11:50:00 PM
766 | D5175 | Organohalide Pesticides and PCBs by GC | ASTM | D5175 ~ ASTM ; Organohalide Pesticides and PCBs in Water |  | https://www.nemi.gov/methods/method_summary/5424/ | 8/12/2006 11:50:00 PM
767 | D5176 | Nitrogen in Water by Pyrolysis Detection | ASTM | D5176 ~ ASTM ; Nitrogen, Chemically Bound, in Water |  | https://www.nemi.gov/methods/method_summary/5425/ | 8/12/2006 11:50:00 PM
768 | D5243 | Open-Channel Flow of Water at Culverts | ASTM |  |  |  | 8/12/2006 11:50:00 PM
769 | D5244 | Recovery of Enteroviruses from Waters | ASTM |  |  |  | 8/12/2006 11:50:00 PM
770 | D5246 | Pseudomonas aeruginosa | ASTM | D5246 ~ ASTM ; Pseudomonas aeruginosa in Water |  | https://www.nemi.gov/methods/method_summary/5426/ | 8/12/2006 11:50:00 PM
771 | D5257 | Chromium in Water by Ion Chromatography | ASTM | D5257 ~ ASTM ; Chromium, Hexavalent, in Water by Ion Chromatography |  | https://www.nemi.gov/methods/method_summary/5427/ | 8/12/2006 11:50:00 PM
772 | D5259 | Isolation and Enumeration of Enterococci | ASTM |  |  |  | 8/12/2006 11:50:00 PM
773 | D5315 | Carbamate Pesticides in Water by HPLC | ASTM | D5315 ~ ASTM ; Standard Test Method for Carbamates in Water |  | https://www.nemi.gov/methods/method_summary/5428/ | 8/12/2006 11:50:00 PM
774 | D5316 | EDB and DBCP by Microextraction and GC | ASTM | D5316 ~ ASTM ; 1,2-Dibromoethane and 1,2-Dibromo-3-Chloropropane in Water |  | https://www.nemi.gov/methods/method_summary/5429/ | 8/12/2006 11:50:00 PM
775 | D5317 | Chlorinated Organic Acid Compounds by GC | ASTM | D5317 ~ ASTM ; Chlorinated Organic Acids in Water |  | https://www.nemi.gov/methods/method_summary/5430/ | 8/12/2006 11:50:00 PM
4675 | D5388 | Discharge, Indirect, by Step-Backwater | ASTM | D5388 ~ ASTM ; Discharge, Indirect, by Step-Backwater |  | https://www.nemi.gov/methods/method_summary/5431/ | 7/31/2013 12:00:00 AM
776 | D5389 | Open-Channel Flow Measurement by Acoustic Velocity Meter | ASTM | D5389 ~ ASTM ; Flow Measurments by Acoustic Velocity Meter (AVM) |  | https://www.nemi.gov/methods/method_summary/5461/ | 8/12/2006 11:50:00 PM
777 | D5390 | Open-Channel Flow Measurement by Palmer-Bowlus Flumes | ASTM | D5390 ~ ASTM ; Flow Measurement with Palmer-Bowlus Flume |  | https://www.nemi.gov/methods/method_summary/5432/ | 8/12/2006 11:50:00 PM
778 | D5391 | Electrical Conductivity and Resistivity | ASTM |  |  |  | 8/12/2006 11:50:00 PM
779 | D5392 | Isolation and Enumeration of E. coli Bacteria | ASTM | D5392 ~ ASTM ; E. Coli in Water |  | https://www.nemi.gov/methods/method_summary/5462/ | 8/12/2006 11:50:00 PM
780 | D5412 | Polycyclic Aromatic Hydrocarbon Mixtures | ASTM | D5412 ~ ASTM ; PAHs and Petroleum Oils in Water |  | https://www.nemi.gov/methods/method_summary/5433/ | 8/12/2006 11:50:00 PM
781 | D5413(A) | Water Levels Using Nonrecording Devices | ASTM | D5413A ~ ASTM ; Nonrecording water-level measurement devices (Test Method A) |  | https://www.nemi.gov/methods/method_summary/5463/ | 8/12/2006 11:50:00 PM
782 | D5413(B) | Water Levels Using Recording Devices | ASTM | D5413B ~ ASTM ; Recording water-level measurement devices (Test Method B) |  | https://www.nemi.gov/methods/method_summary/5464/ | 8/12/2006 11:50:00 PM
783 | D5413(C) | Water Levels Using Remote Interrogation | ASTM | D5413C ~ ASTM ; Remote-interrogation water-level measurement devices (Test Method C) |  | https://www.nemi.gov/methods/method_summary/5465/ | 8/12/2006 11:50:00 PM
784 | D5462 | On-Line Measurement of Low Level DO | ASTM |  |  |  | 8/12/2006 11:50:00 PM
785 | D5464(A) | pH of Water of Low Conductivity | ASTM |  |  |  | 8/12/2006 11:50:00 PM
786 | D5464(B) | pH of Water of Low Conductivity | ASTM |  |  |  | 8/12/2006 11:50:00 PM
787 | D5465(A) | Microbial Counts from Waters by Plating | ASTM |  |  |  | 8/12/2006 11:50:00 PM
788 | D5465(B) | Microbial Counts from Waters by Plating | ASTM |  |  |  | 8/12/2006 11:50:00 PM
789 | D5465(C) | Microbial Counts from Water by Plating | ASTM |  |  |  | 8/12/2006 11:50:00 PM
790 | D5475 | Nitrogen and Phosphorus Pesticides in Water | ASTM | D5475 ~ ASTM ; Nitrogen and Phosphorus-Containing Pesticides |  | https://www.nemi.gov/methods/method_summary/5434/ | 8/12/2006 11:50:00 PM
4676 | D5543A | Color Comparator Test Method Using Self-Filling Glass Ampoules (Test Method A) | ASTM | D5543A ~ ASTM ; Color Comparator Test Method Using Self-Filling Glass Ampoules (Test Method A) |  | https://www.nemi.gov/methods/method_summary/5467/ | 7/31/2013 12:00:00 AM
4677 | D5543B | Instrument Test Method Using Self-Filling Glass Ampoules (Test Method B) | ASTM | D5543B ~ ASTM ; Instrument Test Method Using Self-Filling Glass Ampoules (Test Method B) |  | https://www.nemi.gov/methods/method_summary/5468/ | 7/31/2013 12:00:00 AM
4678 | D5544 | Residue in Water | ASTM | D5544 ~ ASTM ; Residue in Water |  | https://www.nemi.gov/methods/method_summary/5435/ | 7/31/2013 12:00:00 AM
4679 | D5613 | Travel Time | ASTM | D5613 ~ ASTM ; Travel Time |  | https://www.nemi.gov/methods/method_summary/5436/ | 7/31/2013 12:00:00 AM
4680 | D5614 | Open Channel Flow Measurement of Water | ASTM | D5614 ~ ASTM ; Open Channel Flow Measurement of Water |  | https://www.nemi.gov/methods/method_summary/5454/ | 7/31/2013 12:00:00 AM
4681 | D5673 | Elements in Water by ICP-MS | ASTM | D5673 ~ ASTM ; Elements in Water by ICP-MS |  | https://www.nemi.gov/methods/method_summary/4780/ | 7/31/2013 12:00:00 AM
4682 | D5790 | Purgeable Organic Compounds in Water | ASTM | D5790 ~ ASTM ; Purgeable Organic Compounds in Water |  | https://www.nemi.gov/methods/method_summary/5455/ | 7/31/2013 12:00:00 AM
4683 | D5811 | Strontium-90 in Water | ASTM | D5811 ~ ASTM ; Strontium-90 in Water |  | https://www.nemi.gov/methods/method_summary/5453/ | 7/31/2013 12:00:00 AM
4684 | D5812 | Organochlorine Pesticides in Water by Capillary Column by GC/ECD | ASTM | D5812 ~ ASTM ; Organochlorine Pesticides in Water by Capillary Column by GC/ECD |  | https://www.nemi.gov/methods/method_summary/4779/ | 7/31/2013 12:00:00 AM
4685 | D5904 | Carbon (all forms) in Water | ASTM | D5904 ~ ASTM ; Carbon (all forms) in Water |  | https://www.nemi.gov/methods/method_summary/5452/ | 7/31/2013 12:00:00 AM
4686 | D5907 | Matter, Filterable and Nonfilterable, in Water | ASTM | D5907 ~ ASTM ; Matter, Filterable and Nonfilterable, in Water |  | https://www.nemi.gov/methods/method_summary/5451/ | 7/31/2013 12:00:00 AM
4687 | D5916 | Clostridium perfringens from Water and Extracted Sediments | ASTM | D5916 ~ ASTM ; Clostridium perfringens from Water and Extracted Sediments |  | https://www.nemi.gov/methods/method_summary/5450/ | 7/31/2013 12:00:00 AM
731051 | D596 | ASTM D596 | NNEPA | ASTM D596 | D596 |  | 5/16/2016 8:24:11 PM
4688 | D5996 | Anionic Contaminants in High-Purity Water by On-Line Ion Chromatography | ASTM | D5996 ~ ASTM ; Anionic Contaminants in High-Purity Water by On-Line Ion Chromatography |  | https://www.nemi.gov/methods/method_summary/5449/ | 7/31/2013 12:00:00 AM
4689 | D5997 | Carbon (all forms), On-Line Measurement in Water | ASTM | D5997 ~ ASTM ; Carbon (all forms), On-Line Measurement in Water |  | https://www.nemi.gov/methods/method_summary/5448/ | 7/31/2013 12:00:00 AM
561647 | D6010 | Dissolved Metals | R10MIDNITE |  |  |  | 4/1/2015 6:03:02 PM
4690 | D6071 | Sodium by GFAA | ASTM | D6071 ~ ASTM ; Sodium by GFAA |  | https://www.nemi.gov/methods/method_summary/5447/ | 7/31/2013 12:00:00 AM
4691 | D6238 | Oxygen Demand in Water | ASTM | D6238 ~ ASTM ; Oxygen Demand in Water |  | https://www.nemi.gov/methods/method_summary/5446/ | 7/31/2013 12:00:00 AM
4692 | D6239 | Uranium in Drinking Water | ASTM | D6239 ~ ASTM ; Uranium in Drinking Water |  | https://www.nemi.gov/methods/method_summary/5466/ | 7/31/2013 12:00:00 AM
4693 | D6303 | Formaldehyde in Water | ASTM | D6303 ~ ASTM ; Formaldehyde in Water |  | https://www.nemi.gov/methods/method_summary/5437/ | 7/31/2013 12:00:00 AM
4604 | D6317 | Carbon (all forms) in Water | ASTM | D6317 ~ ASTM ; Carbon (all forms) in Water |  | https://www.nemi.gov/methods/method_summary/5438/ | 2/19/2013 11:50:00 AM
4694 | D6501 | Phosphonates in Brines | ASTM | D6501 ~ ASTM ; Phosphonates in Brines |  | https://www.nemi.gov/methods/method_summary/5439/ | 7/31/2013 12:00:00 AM
4695 | D6502 | Particulate and Dissolved Matter by XRF | ASTM | D6502 ~ ASTM ; Particulate and Dissolved Matter by XRF |  | https://www.nemi.gov/methods/method_summary/5440/ | 7/31/2013 12:00:00 AM
730190 | D6503 | Standard Test Method for Enterococci in Water Using Enterolert | LWRBRULE |  |  |  | 11/3/2017 11:03:24 AM
3037 | D6503 | Standard Test Method for Enterococci in Water Using Enterolert | ASTM | D6503 ~ ASTM ; Enterococci in Water |  | https://www.nemi.gov/methods/method_summary/5441/ | 2/20/2007 1:20:00 PM
67446 | D6503 | Standard Test Method for Enterococci in Water Usin | KAWNATON_WQX | null | null |  | 1/30/2014 12:03:02 PM
65257 | D6503-99 | Standard Test Method for Enterococci in Water Usin | KAWNATON_WQX | null | null |  | 1/30/2014 11:56:46 AM
301155 | D6503-99 | ASTM: STANDARD TEST METHOD FOR ENTEROCOCCI IN WATER USING ENTEROLERT | 21MEBCH |  |  |  | 2/19/2019 3:15:10 PM
3152 | D6503-99 | Standard Test Method for Enterococci in Water Using Enterolert | ASTM |  |  |  | 7/23/2008 2:44:20 PM
4696 | D6508 | Anions in Water by CIE-UV | ASTM | D6508 ~ ASTM ; Anions in Water by CIE-UV |  | https://www.nemi.gov/methods/method_summary/5442/ | 7/31/2013 12:00:00 AM
4697 | D6569 | pH, On-Line Measurement | ASTM | D6569 ~ ASTM ; pH, On-Line Measurement |  | https://www.nemi.gov/methods/method_summary/5443/ | 7/31/2013 12:00:00 AM
4698 | D6581 | Oxyhalides in Water | ASTM | D6581 ~ ASTM ; Oxyhalides in Water |  | https://www.nemi.gov/methods/method_summary/5444/ | 7/31/2013 12:00:00 AM
4699 | D6592 | Water Quality by Chemiluminesence | ASTM | D6592 ~ ASTM ; Water Quality by Chemiluminesence |  | https://www.nemi.gov/methods/method_summary/5445/ | 7/31/2013 12:00:00 AM
4700 | D6888 | Available Cyanide in water with Ligand Displacement and FIA Utilizing Gas Diffusion Separation and Amperometric Detectio | ASTM | D6888 ~ ASTM ; Available Cyanide in water with Ligand Displacement and FIA Utilizing Gas Diffusion Separation and Amperometric Detection |  | https://www.nemi.gov/methods/method_summary/9739/ | 7/31/2013 12:00:00 AM
4701 | D6919 | Dissolved Alkali and Alkaline Earth Cations and Ammonium in Water and Wastewater by IC | ASTM | D6919 ~ ASTM ; Dissolved Alkali and Alkaline Earth Cations and Ammonium in Water and Wastewater by IC |  | https://www.nemi.gov/methods/method_summary/9702/ | 7/31/2013 12:00:00 AM
3042 | D6919-03 | Dissolved Alkali, Alkaline Earth Cations and Ammonium by Ion Chromatography | ASTM |  |  |  | 6/11/2007 11:40:05 AM
5234 | D6919-09 | Determination of Diss. Alkali and Ammonium in Water and Wastewater by Ion Chromatography | ASTM |  |  |  | 11/15/2013 1:44:00 PM
791 | D698 | Compaction Characteristics of Soil | ASTM |  |  |  | 8/12/2006 11:50:00 PM
561656 | D7060 | Dissolved Arsenic | R10MIDNITE |  |  |  | 4/1/2015 6:11:45 PM
5330 | D7065-11 | Nonylphenol, Bisphenol A, p-tert-Octylphenol, Nonylphenol Monoethoxylate and Diethoxylate in Envtl. Waters by GC/MS | ASTM | Standard Test Method for Determination of Nonylphenol, Bisphenol A, p-tert -Octylphenol, Nonylphenol Monoethoxylate and Nonylphenol Diethoxylate in Environmental Waters by Gas Chromatography Mass Spectrometry |  | http://www.astm.org/Standards/D7065.htm | 1/7/2016 7:32:08 AM
732205 | D7263 | ASTM D7263 | EPA_GLNPO |  |  |  | 7/20/2018 10:30:45 AM
730175 | D7263-09 | Bulk Density | EPAR5_SLR_WQX |  |  |  | 5/27/2016 2:33:49 PM
5565 | D7315-12 | Standard Test Method for Determination of Turbidity Above 1 Turbidity Unit (TU) in Static Mode | ASTM | D7315-12 ~ ASTM ; Standard Test Method for Determination of Turbidity Above 1 Turbidity Unit (TU) in Static Mode |  |  | 11/9/2016 11:37:24 AM
732206 | D7363 | ASTM D7363 | EPA_GLNPO |  |  |  | 7/20/2018 10:30:19 AM
734690 | D7573-09 | Standard Test Method for Total Carbon and Organic Carbon in Water by High Temperature Catalytic Combustion and Infrared | MDE_EASP | This test method is used for determination of the carbon content of water from a variety of natural, domestic, and industrial sources. In its most common form, this test method is used to measure organic carbon as a means of monitoring organic pollutants in industrial wastewater. These measurements are also used in monitoring waste treatment processes. |  |  | 7/2/2018 8:55:21 AM
792 | D854 | Specific Gravity of Soils | ASTM |  |  |  | 8/12/2006 11:50:00 PM
730179 | D854-14 | Specific Gravity | EPAR5_SLR_WQX |  |  |  | 2/24/2016 1:40:40 PM
793 | D857 | Aluminum in Water by FLAA | ASTM | D857 ~ ASTM ; Aluminum by FLAA |  | https://www.nemi.gov/methods/method_summary/5407/ | 8/12/2006 11:50:00 PM
794 | D857(A) | Aluminum in Water by FLAA (discontinued 1988) | ASTM |  |  |  | 8/12/2006 11:50:00 PM
795 | D857(B) | Aluminum in Water by Chelation and FLAA (discontinued 1988) | ASTM |  |  |  | 8/12/2006 11:50:00 PM
796 | D857(C) | Aluminum in Water by FLAA (discontinued 1988) | ASTM |  |  |  | 8/12/2006 11:50:00 PM
797 | D858(A) | Manganese in Water by FLAA | ASTM | D858 A ~ ASTM ; Manganese in Water by Direct AA |  | https://www.nemi.gov/methods/method_summary/9762/ | 8/12/2006 11:50:00 PM
798 | D858(B) | Manganese in Water by Chelation and FLAA | ASTM | D858 B ~ ASTM ; Manganese in Water by Chelation-Extraction /AA |  | https://www.nemi.gov/methods/method_summary/9763/ | 8/12/2006 11:50:00 PM
799 | D858(C) | Manganese in Water by GFAA | ASTM | D858 C ~ ASTM ; Manganese in Water by GF-AAS |  | https://www.nemi.gov/methods/method_summary/9764/ | 8/12/2006 11:50:00 PM
800 | D859 | Silica in Water by Colorimetry | ASTM | D859 ~ ASTM ; Silica in Water by |  | https://www.nemi.gov/methods/method_summary/9823/ | 8/12/2006 11:50:00 PM
801 | D888(A) | High Level Dissolved Oxygen by Titration | ASTM | D888 A ~ ASTM ; Dissolved Oxygen in Water by Titrimetric Procedure-High Level |  | https://www.nemi.gov/methods/method_summary/9813/ | 8/12/2006 11:50:00 PM
554947 | D888(B) | Dissolved oxygen (DO) | KIOWA_WQX |  |  |  | 10/14/2014 1:49:43 PM
802 | D888(B) | Dissolved Oxygen by Instrumental Probe | ASTM | D888 B ~ ASTM ; Dissolved Oxygen in Water by Instrumental Probe Procedure |  | https://www.nemi.gov/methods/method_summary/9814/ | 8/12/2006 11:50:00 PM
3079 | D888(C) | Dissolved Oxygen by Luminescence-based Sensor | ASTM |  |  |  | 12/7/2007 9:49:56 AM
762660 | D888-05 | Standard Test Methods for Dissolved Oxygen in Water | ASTM | Supersede by ASTM D888 - 18 |  |  | 8/7/2018 4:38:13 PM
762681 | D888-18(A) | Standard Test Methods for Dissolved Oxygen in Water, Test Method A-Titrimetric Procedure-High Level | ASTM | https://reference.globalspec.com/standard/4472867/astm-d888-18 |  |  | 9/11/2018 7:44:16 AM
762683 | D888-18(B) | Standard Test Methods for Dissolved Oxygen in Water, Test Method B-Instrumental Probe Procedure-Electrochemical | ASTM | https://reference.globalspec.com/standard/4472867/astm-d888-18 |  |  | 9/11/2018 7:47:33 AM
762682 | D888-18(C) | Standard Test Methods for Dissolved Oxygen in Water,Test Method C-Instrumental Probe Procedure-Luminescence-Based Sensor | ASTM | https://reference.globalspec.com/standard/4472867/astm-d888-18 |  |  | 9/11/2018 7:47:32 AM
5541 | D888-87 | Determination of Dissolved Oxygen in Natural and Wastewaters | ASTM | Colorimetric Indigo Carmine, Test Method A. Gilbert, T. W., Behymer, T. D., Casta±eda, H. B., Determination of Dissolved Oxygen in Natural and Wastewaters, American Laboratory, March 1982, pp. 119-134. |  |  | 4/8/2016 8:24:49 AM
5583 | D888-92(A) | Dissolved Oxygen in Water by Titrimetric Procedure-High Level | ASTM |  |  | https://www.nemi.gov/methods/method_summary/9813/ | 3/30/2018 2:36:40 PM
561745 | D903.0 | Dissolved LBP Radioisotopes | R10MIDNITE |  |  |  | 4/1/2015 6:18:42 PM
561744 | D904.0 | Dissolved LBP Radioisotopes | R10MIDNITE |  |  |  | 4/1/2015 6:18:38 PM
3151 | D93-07 | Standard Test Methods for Flash Point by Pensky-Martens Closed Cup Tester | ASTM |  |  |  | 7/22/2008 9:31:01 AM
5233 | D93-08 | Standard Test Methods for Flash Point by Pensky-Martens Closed Cup Tester | ASTM |  |  | http://www.astm.org/DATABASE.CART/HISTORICAL/D93-08.htm | 10/18/2013 11:50:00 PM
803 | D932 | Iron Bacteria in Water and Deposits | ASTM |  |  |  | 8/12/2006 11:50:00 PM
804 | D934(A) | Crystalline Compounds in Water Deposits | ASTM |  |  |  | 8/12/2006 11:50:00 PM
805 | D934(B) | Crystalline Compounds in Water Deposits | ASTM |  |  |  | 8/12/2006 11:50:00 PM
732858 | Dacthal | Dacthal | EPATEST |  |  |  | 11/21/2016 11:24:10 AM
5050 | DATA QUALITY (DEFT) | Data Quality Objectives Decision Error Feasibility Trials (DEFT) Software | USEPA | A ~ EPA-QUALITY ; Data Quality Objectives Decision Error Feasibility Trials (DEFT) Software |  | https://www.nemi.gov/methods/sams_method_summary/11573/ | 7/31/2013 12:00:00 AM
5056 | DATA QUALITY GUIDE | U.S. Environmental Protection Agency | USEPA | Data Quality Assessment: A Reviewer's Guide ~ EPA-QUALITY ; U.S. Environmental Protection Agency |  | https://www.nemi.gov/methods/sams_method_summary/11927/ | 7/31/2013 12:00:00 AM
5054 | DATA QUALITY SYS PLN | Guidance on Systematic Planning Using the Data Quality Objectives Process | USEPA | C ~ EPA-QUALITY ; Guidance on Systematic Planning Using the Data Quality Objectives Process |  | https://www.nemi.gov/methods/sams_method_summary/11572/ | 7/31/2013 12:00:00 AM
532770 | Data Sonde | Data Sonde | R4ATHENS_WQX | For more info contact US-EPA Region 4 Laboratory, Athens, Georgia (email: r4lims@epa.gov) |  |  | 2/24/2015 11:00:03 AM
532769 | Data Sonde | Data Sonde | WQXTEST | For more info contact US-EPA Region 4 Laboratory, Athens, Georgia (email: r4lims@epa.gov) |  |  | 2/24/2015 10:35:19 AM
5055 | DATA STABLE ISOTOPES | Phillips, Donald L. | USEPA | Data Analysis Methods and Models for Stable Isotopes ~ EPA ; Phillips, Donald L. |  | https://www.nemi.gov/methods/sams_method_summary/11955/ | 7/31/2013 12:00:00 AM
107101 | DDD-op | DDD-op | EPATEST |  |  |  | 11/21/2016 3:42:56 PM
107102 | DDD-pp | DDD-pp | EPATEST |  |  |  | 12/9/2016 7:55:47 AM
107103 | DDE-op | DDE-op | EPATEST |  |  |  | 11/21/2016 3:42:56 PM
107104 | DDE-pp | DDE-pp | EPATEST |  |  |  | 12/9/2016 7:55:47 AM
733189 | DDE-pp+DDT | p,p' DDE + DDT | EPATEST |  |  |  | 11/21/2016 3:42:56 PM
107105 | DDT-op | DDT-op | EPATEST |  |  |  | 12/9/2016 7:55:47 AM
107106 | DDT-pp | DDT-pp | EPATEST |  |  |  | 12/9/2016 7:55:47 AM
732878 | DDT-pp-tot | p,p'-DDT | EPATEST |  |  |  | 11/18/2016 10:21:58 AM
732879 | DDT-tot | DDT/DDD/DDE, sum of p,p' & o,p' isomers | EPATEST |  |  |  | 11/21/2016 8:19:22 AM
5089 | DECISION INFO SYSTEM | U.S. Environmental Protection Agency Office of Research and Development | USEPA | The Causal Analysis/Diagnosis Decision Information System ~ EPA ; U.S. Environmental Protection Agency Office of Research and Development |  | https://www.nemi.gov/methods/sams_method_summary/11937/ | 7/31/2013 12:00:00 AM
458990 | DensiometerModelA | Convex Spherical Densiometer (model A) (Lemmon, 1957) | NARS_WQX | Densiometer readings can range from 0 (no canopy cover) to 17 (maximum canopy cover). Lemmon, P.E. 1957. A new instrument for measuring forest overstory density. Journal of Forestry 55(9):667-669. |  |  | 3/27/2012 12:59:48 PM
109529 | DensiometerModelA | Convex Spherical Densiometer (model A) (Lemmon, 1957) | NARSTEST | Densiometer readings can range from 0 (no canopy cover) to 17 (maximum canopy cover). Lemmon, P.E. 1957. A new instrument for measuring forest overstory density. Journal of Forestry 55(9):667-669. |  |  | 2/23/2012 3:29:50 PM
291241 | DENSITY | Density | FWC_WQMP_WQX | Density measurements were made in-situ using CTD casts (Seabird SBE 19). |  |  | 2/3/2012 10:06:28 AM
566168 | DEP SOP 02/01 | FDEP SOP for Lab Analysis | 21FLEECO_WQX |  |  |  | 12/23/2015 3:36:59 PM
109936 | DEP SOP FT 1100 | pH | 21FLPOLK_WQX |  |  |  | 12/5/2018 1:10:38 PM
110384 | DEP SOP FT 1100 | Field pH | LAKELAND_WQX |  |  |  | 12/21/2015 10:36:34 AM
109933 | DEP SOP FT 1200 | Conductance, specific | 21FLPOLK_WQX |  |  |  | 12/5/2018 1:10:38 PM
110386 | DEP SOP FT 1200 | Field Specific Conductance | LAKELAND_WQX |  |  |  | 12/21/2015 10:36:34 AM
109934 | DEP SOP FT 1400 | Temperature, water | 21FLPOLK_WQX |  |  |  | 12/5/2018 1:10:38 PM
110387 | DEP SOP FT 1400 | Field Temperature | LAKELAND_WQX |  |  |  | 12/21/2015 10:36:34 AM
109935 | DEP SOP FT 1500 | Dissolved oxygen | 21FLPOLK_WQX |  |  |  | 12/5/2018 1:10:38 PM
110388 | DEP SOP FT 1500 | Field Dissolved Oxygen | LAKELAND_WQX |  |  |  | 12/21/2015 10:36:34 AM
110385 | DEP SOP FT 1700 | Field Light Penetration | LAKELAND_WQX |  |  |  | 12/21/2015 10:36:34 AM
109937 | DEP SOP FT 1720 | Secchi transparency | 21FLPOLK_WQX |  |  |  | 12/5/2018 1:10:38 PM
764444 | DEP-COLIFORM-F1 | COLIFORM, FECAL-MF | 21FLNWFD_WQX |  |  |  | 12/12/2018 1:51:12 PM
109575 | DEP-G-030-1.3 | SOP Caffeine Procedure | 21FLCHDH_WQX | FEDP CAFFEINE ANLYASIS METHOD |  |  | 10/12/2010 12:50:04 PM
257392 | DEP-SED-SOP-003 | Ammonia-NH3 Automated Phenate Method | 21FLWPB_WQX |  |  |  | 11/19/2018 4:03:56 PM
257405 | DEP-SED-SOP-007 | Chloride-Titrimetric Method | 21FLWPB_WQX |  |  |  | 11/19/2018 4:05:15 PM
257391 | DEP-SED-SOP-012 | Nitrate-Nitrite (NO2+3) | 21FLWPB_WQX |  |  |  | 11/19/2018 4:04:00 PM
236307 | DEP-SED-SOP-015 | Reactive Orthophosphate | 21FLWPB_WQX |  |  |  | 11/19/2018 4:03:55 PM
257390 | DEP-SED-SOP-019 | Total Kjeldahl Nitrogen (TKN) Salicylate Method | 21FLWPB_WQX |  |  |  | 11/19/2018 4:03:59 PM
232248 | DEP-SED-SOP-021 | Total Phosphorus (TP) Colorimetric Automated Block Digester AAII | 21FLWPB_WQX |  |  |  | 11/19/2018 4:04:00 PM
110059 | DEP-SOP-001/01 | DEP STANDARD OPERATING PROCEDURES FOR FIELD ACTIVITIES | 21FLLCPC_WQX |  |  |  | 1/11/2017 2:53:45 PM
257429 | DEP-SOP-FT 1800 | Field Measurement of Water Flow and Velocity | 21FLWQA_WQX |  |  |  | 11/19/2018 9:07:34 AM
257428 | DEP-SOP-FT-1700 | Field Measurement of Light Penetration (Secchi Depth and Transparency) | 21FLWQA_WQX |  |  |  | 11/19/2018 9:07:34 AM
764339 | DEP-SOP-NU-076 | DEP-SOP-NU-076 | 21FLGW_WQX |  |  |  | 11/29/2018 3:15:20 PM
262107 | DEPSOP 001/01 | DEP Field Analytical Procedures | 21FLFTM_WQX |  |  |  | 6/21/2012 8:23:17 AM
257408 | DEPSOP-GC-011-5 | Organochlorine pesticides and PCB's in water matrices by GC/ECD | 21FLWPB_WQX |  |  |  | 11/19/2018 4:05:44 PM
257407 | DEPSOP-GC-012-3 | Organonitrogen and phosporus pesticides in water matrices by GC/NPD | 21FLWPB_WQX |  |  |  | 11/19/2018 4:05:44 PM
522202 | DEPTH | Depth | SDDENR_WQX |  |  |  | 2/28/2013 10:54:50 PM
109570 | DEPTH | SOP Measuring depth while collecting sample | 21FLCHDH_WQX |  |  |  | 10/12/2010 12:50:01 PM
529862 | Depth | Depth in m | 21SC60WQ_WQX |  |  |  | 11/5/2018 12:40:44 PM
532775 | DEPTH BOTTOM | Depth, bottom | MNPCA |  |  |  | 1/7/2015 11:57:44 AM
257371 | DEPTH-F01 | Depth | MDE_FIELDSERVICES_WQX |  |  |  | 9/10/2011 3:42:39 PM
540108 | DEPTHO | Depth by chain or rope | 21FLHILL_WQX |  |  |  | 4/22/2014 7:56:41 AM
540126 | DEPTHPD | Water Depth by Pressure Transducer | 21FLHILL_WQX |  |  |  | 12/6/2018 1:00:13 PM
764533 | DEQ % Solids Tissue | DEQ % Solids Tissue | OREGONDEQ | DEQ SOP for freeze drying and percent solids calculation |  |  | 2/8/2019 4:04:49 PM
764546 | DEQ Microcystin | DEQ Microcystin | OREGONDEQ | Microcystin by ELISA |  |  | 1/25/2019 9:02:28 PM
764536 | DEQ PCB | DEQ PCB | OREGONDEQ | DEQ Poly Chlorinated Biphenyls (PCB's) by GC/ECD- used in LASAR for older data-LASAR ONLY |  |  | 2/8/2019 8:03:47 PM
764534 | DEQ Percent Fat | DEQ Percent Fat | OREGONDEQ | DEQ SOP Percent Fat and Lipids |  |  | 2/8/2019 4:05:04 PM
764535 | DEQ Volatile | DEQ Volatile | OREGONDEQ | DEQ Volatiles by GC/MS- used in LASAR for older data-LASAR ONLY |  |  | 2/26/2019 5:41:04 PM
742620 | DEQ03-LAB-0016-SOP | Biochemical Oxygen Demand, Stream | OREGONDEQ |  |  |  | 2/16/2019 2:34:29 AM
742392 | DEQ11-LAB-0031-SOP | Pesticides by LC/MS | OREGONDEQ |  |  |  | 2/12/2019 6:13:01 AM
744727 | DEQ16-LAB-0011-SOP | Glyphosate & AMPA by HPLC/ES/MS | OREGONDEQ |  |  |  | 2/12/2019 6:12:44 AM
743431 | DES-RAIN | PRECIPITATION MEASUREMENT FOR ACID RAIN PROJECT | 11113300 | PRECIPITATION IS MEASURED USING A FOREST SERVICE TYPE RAIN GAGE WHEN WEATHER AND PRECIPITATION IS ABOVE FREEZING. FROZEN PRECIPITATION IS COLLECTED IN A BUCKET AND ONCE MELTED MEASURED FOR VOLUME IN MILILITERS. THE AMMOUNT OF RAIN IS CALCULATED USING A GEOMETRIC CALCULATION BASED ON THE SIZE OF THE BUCKET. |  |  | 2/8/2018 9:58:38 AM
763513 | DEVA_DEUT | Deuterium/Hydrogen Ratio Procedure Following Friedman | 11NPSWRD_WQX | Measurements of Deuterium concentration were made using techniques described by Friedman (1953) and Friedman and Woodcock (1957). |  |  | 11/7/2018 4:53:11 PM
763514 | DEVA_OXY18_16 | Oxygen-18/Oxygen-16 Ratio Procedure | 11NPSWRD_WQX | Oxygen-18 analyses were made by first equilibrating a small amount of each water sample with carbon dioxide. The carbon dioxide was then separated from the water and purified before being analyzed in a mass spectrometer for its oxygen-18/oxygen-16 ratio. |  |  | 11/7/2018 4:53:11 PM
532004 | DFG SOP 10 | DFG SOP 103 | CEDEN |  |  |  | 9/27/2013 6:10:08 PM
733239 | dHCH | delta-HCH | EPATEST |  |  |  | 12/9/2016 7:55:47 AM
730183 | DIATOM | Diatom Valve Enumeration | 21GAEPD_WQX | "On every permanent slide there will be an etched line (for future reference) along which the enumeration will occur. The ocular micrometer will be positioned perpendicularly to the etched line. All diatoms within the 0 to 100 µm transect length are enumerated. If the central part of a broken diatom valve is located within a transect, the specimen is counted. A diatom is not counted if only the tip of the diatom falls within a transect, even when the central area is still intact. If a diatom is parallel to the transect width it should not be counted in the total 500 valve count. The transect will continue in length until the enumeration of 500 valves is reached with standard width of the transect being 100 µm. If additional transects are needed for the enumeration (even after accomplishing maximum density of 15-30 visible diatoms in 400X on the slide) a second and consecutive transects will be enumerated as each consecutive transect will start 2 mm to the right or left (up or down) of the initial etched line. Maps and ending x/y coordinates will be provided in the notes. Additional lines are not etched as those might compromise visibility of taxa on the slide if they fall under the etched line. Main taxonomic references to be used: Prescott 1962, Round et al. 1990, and Wehr and Sheath 2003. " |  |  | 2/26/2016 3:41:24 PM
732859 | Diaz | Diazinon | EPATEST |  |  |  | 11/15/2016 10:54:30 AM
510315 | Diaz Fish NPD | Diaz Fish NPD | EPA_R7_WQX | Can call EPA Lab for further information on this method. |  |  | 12/23/2014 4:47:17 PM
107113 | DIELD | Dieldrin | EPATEST |  |  |  | 12/9/2016 7:55:46 AM
507017 | DIN | Dissolved Inorganic Nitrogen | 21FLCCZM_WQX |  |  |  | 4/8/2016 3:38:23 PM
561746 | DIN-CLP-LOW | Dissolved Inorganics-CLP-Low Concentration | R10MIDNITE |  |  |  | 4/1/2015 6:22:36 PM
2376 | DIOX(O) | PCDD and PCDF in Chemical Waste by CGC/MS | USEPA |  |  |  | 8/12/2006 11:50:00 PM
2377 | DIOX(S) | PCDD and PCDF in Soil by CGC/MS | USEPA | in Sediment |  |  | 8/12/2006 11:50:00 PM
2378 | DIOX(W) | PCDD and PCDF in Water by CGC/MS | USEPA | in Water |  |  | 8/12/2006 11:50:00 PM
730220 | DMA | Direct Mercury Analyzer (DMA) | WQXTEST |  |  |  | 3/11/2016 12:26:20 PM
736005 | DMA | Direct Mercury Analyzer (DMA) | OST_SHPD |  |  |  | 6/29/2017 7:42:27 AM
730224 | DMA | Direct Mercury Analyzer (DMA) | OST_SHPD_TEST |  |  |  | 5/6/2017 8:53:22 AM
743486 | DNR 546 OH | Iowa DNR Microcystin | 21IOWA_WQX |  |  |  | 3/2/2018 5:20:25 PM
262260 | DO | Field Measurement of Dissolved Oxygen DEP SOP FT 1500 | 21FLPNS_WQX | FDEP Field Measurement of Dissolved Oxygen DEP SOP FT 1500 |  |  | 11/23/2016 9:57:22 AM
540111 | DO | DO, field | 21FLHILL_WQX |  |  |  | 4/23/2014 9:28:17 AM
275004 | DO LDO | Dissolved Oxygen, Luminescent Dissolved Oxygen (LDO) Probe | MNPCA |  |  |  | 1/4/2016 1:03:00 PM
530355 | DO LDO | Dissolved Oxygen, Luminescent Dissolved Oxygen (LDO) Probe | MNPCA_AGW |  |  |  | 2/1/2019 11:58:58 AM
549306 | DO PROBE | Dissolved Oxygen, Membrane Electrode Method | MNDA_PESTICIDE |  |  |  | 11/1/2018 10:45:33 AM
274893 | DO PROBE | Dissolved Oxygen, Membrane Electrode Method | MNPCA |  |  |  | 12/3/2018 3:53:46 PM
131930 | DO W Field | Total Dissolved Oxygen in Water by Field Measurement | EPA_R7_WQX | Measurement of field parameter |  |  | 7/23/2015 10:35:37 AM
262339 | DO WINKLER | Dissolved Oxygen, Iodometric Method with Azide Modification | MNPCA |  |  |  | 8/6/2018 11:30:41 AM
743484 | DO WINKLER | Dissolved Oxygen, Iodometric Method with Azide Modification | MNPCA_BIO |  |  |  | 5/1/2018 11:14:58 AM
213095 | DO-001 | DO-001 | R10BUNKER |  |  |  | 7/1/2011 7:05:37 PM
187283 | DO-USGS | DO-USGS | R10BUNKER |  |  |  | 6/28/2011 12:50:47 PM
733404 | DO5D | DO5D | CBP_WQX |  |  |  | 1/17/2017 8:06:50 AM
739521 | DO5D | DO5D | WQXTEST |  |  |  | 1/17/2017 12:00:00 AM
734497 | DO5D~TN | Database Calculated TN - Method 5 | CBP_WQX |  |  |  | 3/29/2017 12:51:55 PM
739774 | DO5D~TN | Database Calculated TN - Method 5 | WQXTEST |  |  |  | 3/29/2017 12:00:00 AM
562700 | DOM | DISSOLVED OXYGEN METER | MEDEP_WQX |  |  |  | 2/23/2016 1:44:35 PM
757116 | DON Calculation | DON Calculation | RTI |  |  |  | 5/21/2018 9:13:23 AM
566687 | DON_Difference | Calculation for Dissolved Organic Nitrogen | USFSWHITEMT | Calculation for Dissolved Organic Nitrogen by Difference (TDN-NH4-NO3) |  |  | 2/11/2016 10:47:32 AM
561650 | DRADIOMETRIC | Dissolved Radiometric | R10MIDNITE |  |  |  | 4/1/2015 6:03:07 PM
565459 | DRBC | DRBC-QAPP, EPA APPROVED | DRBC |  |  |  | 1/19/2018 8:16:11 AM
743079 | DRBC Project QAPP o | EPA 375.2 | DRBC |  |  |  | 1/19/2018 8:16:11 AM
458995 | DRC | Metals by ICPMS w/ DRC | UTAHDWQ_WQX |  |  |  | 3/14/2016 4:13:44 PM
763862 | Dry_Weigh | Drying and Weighing | NJDEP_DSREH |  |  |  | 11/26/2018 4:43:23 PM
561743 | DTHORIUM | Dissolved Thorium | R10MIDNITE |  |  |  | 4/1/2015 6:18:38 PM
131301 | DTKN + NOX | Dissolved Nitrogen | 21FLEECO_WQX |  |  |  | 6/24/2014 8:58:44 AM
5325 | DTOX-02-622 | Anatoxin-a by LC-MS/MS/MS | CAHFS | http://www.vetmed.ucdavis.edu/cahfs/local-assets/pdfs/Toxicology-tests-2-12-2010.pdf |  |  | 10/26/2015 7:03:47 AM
5326 | DTOX-02-642t | Cylindrospermopsin by LC-MSMS | CAHFS | http://www.vetmed.ucdavis.edu/cahfs/local-assets/pdfs/Toxicology-tests-2-12-2010.pdf |  |  | 10/26/2015 7:03:47 AM
5329 | DTOX-02-670 | Microcystin LA, Microcystin RR, and Microcystin YR Analysis | CAHFS | http://www.vetmed.ucdavis.edu/cahfs/local-assets/pdfs/Toxicology-tests-2-12-2010.pdf |  |  | 11/9/2015 3:17:48 PM
5327 | DTOX-02-703t | Saxitoxin Analysis | CAHFS | http://www.vetmed.ucdavis.edu/cahfs/local-assets/pdfs/Toxicology-tests-2-12-2010.pdf |  |  | 10/26/2015 7:03:47 AM
269373 | DUMMY | Dummy procedure to assign when SIM refuses a genuine procedure | MNPCA |  |  |  | 6/4/2016 12:51:56 AM
561657 | DUSDA-23C | Dissolved Inorganic Carbon | R10MIDNITE |  |  |  | 4/1/2015 6:11:45 PM
742613 | DZ001 | DZ001 | AZDEQ_SW |  |  |  | 11/10/2017 2:13:38 PM
565346 | E 1664 | SOLVENT EXTRACTION AND GRAVIMETRY | 21ARIZ_WQX |  |  |  | 5/12/2016 3:58:00 AM
764389 | E COLI | E Coli (m-ColiBlue 24) | 21FLHILL_WQX | E Coli (m-ColiBlue 24) |  |  | 12/6/2018 1:00:13 PM
559929 | E-014 | Flow with Pygmy Meter | FRESHWATER_INSTITUTE |  |  |  | 12/6/2018 3:23:47 PM
559930 | E-015 | Flow with Bucket Method | FRESHWATER_INSTITUTE |  |  |  | 12/6/2018 3:12:32 PM
4702 | E-1192-97 | Acute Toxicity Tests for Water with Fishes, Macroinvertebrates, and Amphibians | ASTM | E-1192-97 ~ ASTM ; Acute Toxicity Tests for Water with Fishes, Macroinvertebrates, and Amphibians |  | https://www.nemi.gov/methods/method_summary/9298/ | 7/31/2013 12:00:00 AM
744111 | E-1367-90 | 10-day static sediment toxicity tests with marine and estuarine amphipods | AKDECAKMAP |  |  |  | 3/20/2018 3:26:29 PM
1331 | E-SPEC(CMPX) | Minor Elements by Complexing | USDOI/USGS |  |  |  | 8/12/2006 11:50:00 PM
1332 | E-SPEC(IR) | Minor Elements by Residue-IR | USDOI/USGS |  |  |  | 8/12/2006 11:50:00 PM
1333 | E-SPEC(PRCP) | Minor Elements by Precipitation | USDOI/USGS |  |  |  | 8/12/2006 11:50:00 PM
1334 | E-SPEC(UV) | Minor Elements by Residue-UV | USDOI/USGS |  |  |  | 8/12/2006 11:50:00 PM
257377 | E. COLI | E. Coli Determination | MDE_FIELDSERVICES_WQX | Using ONPG - MUG at 35 degrees Centigrade incubation Citation: A Guide to Environmental Laboratory Services |  |  | 12/8/2011 2:20:14 PM
540106 | E. Coli | E. Coli Analysis Procedure | PUEBLOJEMEZ | QAPP approved sampling and analysis procedure for E. Coli Results the Colilerit (IDEXX Laboratories) process. |  |  | 12/2/2015 1:33:46 PM
5145 | E. COLI AND SHIGELLA | E. coli and Shigella in Isolates by Real-time Polymerase Chain Reaction | CDC | CDC - E. coli and Shigella ~ CDC ; E. coli and Shigella in Isolates by Real-time Polymerase Chain Reaction |  | https://www.nemi.gov/methods/method_summary/10304/ | 7/31/2013 12:00:00 AM
552004 | E.Coli | E.Coli per CFU/100ml | PUEBLOISLETA | One of 4 samples collected that is sent to a laboratory to be analyzed in accordance to EPA procedures or equivalent. A total of 5 samples are collected per sampling event at 5 different locations. This work is performed under the Pueblo of Isleta's CWA 106 EPA Grant. |  |  | 7/8/2014 1:01:07 PM
19783 | E1 | STANDARD TEST METHOD FOR DETERMINATION OF ORGANOCH | MEDEP_WQX |  |  |  | 11/16/2010 9:03:25 PM
732207 | E1109 | ASTM E1109 | EPA_GLNPO |  | E1109 |  | 4/29/2016 4:38:43 PM
4703 | E1367-99 | Sediment Toxicity Test Using Marine and Estuarine Amphipods | ASTM | E1367-99 ~ ASTM ; Sediment Toxicity Test Using Marine and Estuarine Amphipods |  | https://www.nemi.gov/methods/method_summary/9301/ | 7/31/2013 12:00:00 AM
557213 | E160.3M | Residue, Total (Gravimetric Dried) Modified | RM11E_SUPRIFS | EPA Method 160.3M; Residue, Total (Gravimetric Dried) Modified; Method for Portland Harbor RM11E Supplemental RIFS by GSI Water Solutions 2013-2014 data. |  |  | 10/31/2014 4:16:10 PM
533072 | E160.3M | EPA: MODIFIED - RESIDUE, TOTAL (GRAVIMETRIC, DRIED | MEDEP_WQX |  |  |  | 4/18/2014 1:39:16 PM
20244 | E1613 | EPA: TETRA-THROUGH OCTA-CHLORINATED DIOXINS AND FU | MEDEP_WQX |  |  |  | 11/1/2012 1:05:51 PM
20243 | E1613B | EPA: DIOXINS, TETRA- THROUGH OCTA-(CDDS) AND FURAN | MEDEP_WQX |  |  |  | 3/24/2014 9:59:31 AM
558519 | E1631M | EPA: MODIFIED - MERCURY IN WATER BY OXIDATION, PUR | MEDEP_WQX |  |  |  | 12/2/2014 9:58:12 AM
505730 | E1638M | EPA: DETERMINATION OF TRACE ELEMENTS IN AMBIENT WA | MEDEP_WQX |  |  |  | 4/18/2014 1:39:10 PM
109522 | E1638M/E200.8M | EPA: MODIFIED - DETERMINATION OF TRACE ELEMENTS IN AMBIENT WATERS BY INDUCTIVELY COUPLED PLASMA-MASS | MEDEP_WQX |  |  |  | 6/20/2014 1:02:52 PM
20242 | E1668A | EPA: CHLORINATED BIPHENYL CONGENERS IN WATER, SOIL | MEDEP_WQX |  |  |  | 11/1/2012 12:11:54 PM
20247 | E1668AM | EPA: MODIFIED - CHLORINATED BIPHENYL CONGENERS IN | MEDEP_WQX |  |  |  | 4/18/2014 11:00:19 AM
551978 | E1694M | EPA: MODIFIED - PHARMACEUTICALS AND PERSONAL CARE | MEDEP_WQX |  |  |  | 7/2/2014 4:05:39 PM
532757 | E1915 | ASTM E1915 | SALTCHUCK_WQX | Standard Test Method for Analysis of Metal Bearing Ores and Related Materials for Carbon, Sulfur, and Acid-Base Characteristics | E1915 |  | 1/24/2014 3:34:18 PM
606207 | E1924 | Conducting toxicity test with bioluminescent dinoflagellates | ASTM |  |  |  | 10/18/2011 5:35:21 PM
19782 | E2 | AXYS INTERNAL METHOD FOR PESTICIDES | MEDEP_WQX |  |  |  | 11/16/2010 9:03:25 PM
215324 | E200.7 | UNKOWN | SDDENR_WQX |  |  |  | 1/13/2017 9:59:58 AM
66216 | E200.7 | DETERMINATION OF METALS AND TRACE ELEMENTS IN WATE | MEDEP_WQX |  |  |  | 5/24/2010 4:47:34 PM
290991 | E200.8 | UNKOWN | SDDENR_WQX |  |  |  | 1/13/2017 9:59:52 AM
459064 | E245.1 | UNKOWN | SDDENR_WQX |  |  |  | 1/13/2017 10:00:13 AM
109519 | E245.6M | EPA: MODIFIED - MERCURY IN TISSUES BY COLD VAPOR ( | MEDEP_WQX |  |  |  | 12/2/2014 9:28:05 AM
109520 | E270.3M | EPA: MODIFIED - SELENIUM (ATOMIC ABSORPTION, GASEOUS HYDRIDE) | MEDEP_WQX |  |  |  | 4/25/2014 9:13:49 AM
62954 | E300.0 | DETERMINATION OF INORGANIC ANIONS BY ION CHROMATOG | MEDEP_WQX |  |  |  | 2/19/2010 11:23:22 AM
215328 | E300.0 | UNKOWN | SDDENR_WQX |  |  |  | 1/13/2017 9:59:58 AM
806 | E318 | Uranium in Aqueous Solutions | ASTM |  |  |  | 8/12/2006 11:50:00 PM
459067 | E335.4 | REGRAVAN | SDDENR_WQX |  |  |  | 5/3/2012 10:40:38 AM
459032 | E350.1 | UNKOWN | SDDENR_WQX |  |  |  | 4/24/2014 2:46:46 PM
459031 | E351.2 | UNKOWN | SDDENR_WQX |  |  |  | 1/13/2017 9:59:58 AM
215326 | E351.3 | UNKOWN | SDDENR_WQX |  |  |  | 10/28/2014 3:25:33 PM
459021 | E353.2 | UNKOWN | SDDENR_WQX |  |  |  | 4/25/2014 10:11:52 AM
505651 | E365.1 | EPA: PHOSPHORUS, ALL FORMS (COLORIMETRIC, AUTOMATE | MEDEP_WQX |  |  |  | 11/1/2012 1:17:53 PM
215329 | E365.1 | UNKOWN | SDDENR_WQX |  |  |  | 1/13/2017 9:59:58 AM
459039 | E365.2 | UNKOWN | SDDENR_WQX |  |  |  | 4/25/2014 10:14:53 AM
107207 | E600/4-87/26 13.0 | DISSOLVED INORGANIC CARBON (HANDBOOK OF METHODS FO | MEDEP_WQX |  |  |  | 5/21/2010 7:03:38 PM
565380 | E600/4-87/26 18.0 | TOTAL NITROGEN (HANDBOOK OF METHODS FOR ACID DEPOS | MEDEP_WQX |  |  |  | 9/21/2015 4:07:19 PM
107203 | E600/4-87/26 19.0 | PH (HANDBOOK OF METHODS FOR ACID DEPOSITION STUDIE | MEDEP_WQX |  |  |  | 9/15/2015 3:20:39 PM
565379 | E600/4-87/26 22.0 | SILICA (HANDBOOK OF METHODS FOR ACID DEPOSITION ST | MEDEP_WQX |  |  |  | 9/21/2015 4:07:18 PM
107202 | E600/4-87/26 5.5.1 | ANC PH (HANDBOOK OF METHODS FOR ACID DEPOSITION ST | MEDEP_WQX |  |  |  | 5/21/2010 7:00:42 PM
107193 | E600/4-87/26 5.5.3 | AIR EQUILBRATED PH (HANDBOOK OF METHODS FOR ACID D | MEDEP_WQX |  |  |  | 5/21/2010 6:56:54 PM
553621 | E600/4-87/26 9.0 | AMMONIUM (HANDBOOK OF METHODS FOR ACID DEPOSITION | MEDEP_WQX |  |  |  | 9/21/2015 4:07:19 PM
458996 | E903.0 | UNKOWN | SDDENR_WQX |  |  |  | 1/12/2017 5:27:40 PM
762735 | EA6 Rev. 6 | Identification and Enumeration of Macroinvertebrates | RHA | This procedure is provided to ensure a high level of accuracy and consistency regarding identification and enumeration of macroinvertebrates. |  |  | 10/9/2018 11:45:16 AM
5166 | EASYGEL | E. coli and other coliform bacteria by Coliscan Easygel method | MICROLOGY LABS | Easygel ~ Micrology Labs ; E. coli and other coliform bacteria by Coliscan Easygel method |  | https://www.nemi.gov/methods/method_summary/5579/ | 7/31/2013 12:00:00 AM
131298 | EBAP | Estero Bay Aquatic Preserve tributary sampling | 21FLEECO_WQX |  |  |  | 12/4/2018 11:27:35 AM
5230 | ECO METHOD | Ecological Methodology ~ ; Krebs, C.J. | UBC | Ecological Methodology ~ ; Krebs, C.J. |  | https://www.nemi.gov/methods/sams_method_summary/11943/ | 7/31/2013 12:00:00 AM
257376 | ECOC | Enterococci Determination | MDE_FIELDSERVICES_WQX | Using Enterolert at 41 degrees Centigrade incubation Citation: A Guide to Environmental Laboratory Services |  |  | 12/8/2011 2:18:31 PM
741474 | EHL-L131 | EHL-L131 | INSTOR_WQX |  |  |  | 9/20/2017 3:46:48 PM
730292 | Eichrom ACW03 | Eichrom ACW03 | NTHRNUTE | Analysis for ACW03 Americium, Plutonium, and Uranium in Water |  |  | 4/17/2018 5:08:16 PM
262064 | Eichrom ACW03 | Americium, Plutonium and Uranium in Water | MIDNITE_2 | Analysis by alpha spectrometry |  |  | 9/27/2012 3:48:32 PM
511054 | Eichrom OTW01 | Lead-210 and Polonium-210 in Water | MIDNITE_2 | Analysis by alpha spectrometry |  |  | 9/27/2012 3:48:31 PM
301133 | EL006 | EL006 | SPIRITLK | EL006 - is the method from the analyte ID per USGS. It is related to P00403 |  |  | 2/23/2018 7:33:56 PM
740871 | EL006 | EL006 | AZDEQ_SW |  |  |  | 11/10/2017 2:37:44 PM
530290 | ELISA | Enzyme-Linked ImmunoSorbant Assay | USCOEKY |  |  |  | 7/25/2013 2:34:35 PM
514135 | ELISA | Abraxis enzyme-linked immuno-sorbent assay | 21NEB001_WQX |  |  |  | 1/4/2019 12:18:43 PM
532140 | ELISA | ELISA | CEDEN |  |  |  | 9/28/2013 4:44:18 PM
19813 | ELISA | Immuno Assay - Pesticide Scan | COEOMAHA_WQX |  |  |  | 1/10/2019 10:09:21 AM
109551 | ELISA | Abraxis enzyme-linked immuno-sorbent assay | EPA_R7_WQX |  |  |  | 11/28/2011 11:40:54 AM
549307 | ELISA PEST | Enzyme-linked immunosorbent assay for pesticides | MNDA_PESTICIDE |  |  |  | 11/1/2018 10:45:21 AM
262035 | ELISA SOP | ELISA SOP 3.3 | CEDEN |  |  |  | 9/27/2013 6:08:29 PM
19814 | ELISA1 | Immunoassay - Microcystins (Total=cells lysed; Dissolved= not lysed) | COEOMAHA_WQX |  |  |  | 2/19/2019 9:28:18 AM
507847 | ELS-Field | ELS Field Observations Procedures | 21DELAWQ_WQX | ELS Field Observation Procedures |  |  | 8/24/2012 3:15:37 PM
561757 | EM | Exchangeable Metals | R10MIDNITE |  |  |  | 4/1/2015 6:25:48 PM
566370 | EMAP-ELMMv1 | Estuaries Lab Methods Manual vol.1 | NJDEP_DSREH |  |  |  | 1/26/2016 1:55:45 PM
564663 | EnChemSVO-59 | EnChemSVO-59 | INSTOR_WQX |  |  |  | 8/20/2018 1:51:46 PM
732860 | End | Endrin | EPATEST |  |  |  | 12/9/2016 7:55:46 AM
257293 | ENT | USEPA Method 1106.1 for Enterococci analysis | 21FLCMP_WQX |  |  |  | 11/21/2018 10:57:06 AM
505748 | ENT | Enterococcus EPA 1600 | HI301H_WQX |  |  |  | 7/10/2012 9:32:32 PM
505709 | ENT | Enterolert | MYRWA |  |  |  | 6/29/2012 9:13:25 PM
505240 | ENT | Enterococcus EPA 1600 | TESTGCSWQX |  |  |  | 6/30/2012 1:18:45 PM
262024 | ENT | Enterococci Analysis | 21FLBFA_WQX |  |  |  | 11/20/2018 11:29:44 AM
257295 | ENT1600 | Enterococci Group bacterial anaysis | 21FLCMP_WQX |  |  |  | 11/21/2018 10:57:35 AM
111521 | ENTERO | Enterococcus | 21FLDOH_WQX |  |  |  | 1/18/2018 11:18:23 AM
459090 | ENTEROCOCCUS | Enterococcus Bacteria for Marine and Fressh Water Swimming Beaches | AQUINNAH_WQX | Citation: Hach Chemical Company,1992,Hach Water Analysis Handbook.,HACH Chemical Company,2nd Edition |  |  | 4/27/2012 11:21:33 AM
547675 | ENTEROLERT | Enterococci | 21FLMANA_WQX | IDEXX Laboratories Enterolert defined substrate presence/absence method using IDEXX Quanti-Tray/2000 multiple well test vessel |  |  | 1/22/2018 2:53:04 PM
743670 | Enterolert | Enterolert | WQXTEST |  |  |  | 3/7/2018 8:47:12 AM
764436 | ENTEROLERT | Enterococci in water by Quanti-Tray/2000 System with Enterolert Reagent using Most Probable Number | 21FLCOFM_WQX |  |  |  | 12/12/2018 11:54:16 AM
59320 | Enterolert | Enterolert Test Kit Procedure | 21AQ_WQX |  |  |  | 7/24/2009 2:41:24 PM
19299 | ENTEROLERT | Enterolert | 21MABCH |  |  |  | 6/24/2008 12:50:38 PM
730154 | Enterolert | Enterolert | CABEACH_WQX | Enterolert |  |  | 3/24/2016 3:56:25 PM
19817 | ENTEROLERT | ENTEROLERT | 21TXBCH | Enterolert |  |  | 10/5/2011 5:37:23 PM
3130 | ENTEROLERT | Enterolert uses to detect Enterococcus | 21CABCH |  |  |  | 5/2/2008 2:33:11 PM
3058 | ENTEROLERT | Enterolert Test Kit Procedure | IDEXX | Enterolert ~ IDEXX ; Enterolert | 0 | https://www.nemi.gov/methods/method_summary/5590/ | 9/7/2007 11:36:50 AM
107549 | Enterolert | Enterolert Test Kit Procedure | KAWNATON_WQX | null | null |  | 1/30/2014 11:56:19 AM
110623 | Enterolert | Enterolert | 21HI |  |  |  | 2/6/2019 5:01:07 AM
110151 | ENTEROLERT | Enterococcus Group Bacteria | 21FLPDEM_WQX |  |  |  | 2/26/2018 3:26:01 PM
732637 | ENTEROLERT/QT | Enterolert | 21FLNAPL_WQX | Enterolert 13, 24 is listed under Table IA--List of Approved Biological Methods for Wastewater and Sewage Sludge under 40 CFR 136.3 (Identification of approved methods). |  |  | 12/12/2018 12:53:23 PM
3084 | Enterolert2000 | Enterolert Test Kit Procedure | IDEXX | https://www.nemi.gov/methods/method_summary/5590/ | 0 |  | 12/14/2007 9:50:50 AM
19489 | ENTMF | Generic Micro/Chemical Id | 21PA_WQX | ENTMF-Enterococci | Final |  | 11/20/2014 3:16:44 PM
19272 | ENTQUANT | Enterolert Quantitray | MDEDAT08_WQX |  |  |  | 12/18/2017 1:47:10 PM
257351 | ENTQUANT | Enterolert Quantitray | MDEDAT06_WQX |  |  |  | 12/8/2011 9:40:26 AM
5218 | ENVIRONMENT STANDARD | Barnett, Vic and O'Hagan, A. | NTU UK | Setting Environmental Standards: The Statistical Approach to Handling Uncertainty and Variation ~ NTU UK ; Barnett, Vic and O'Hagan, A. |  | https://www.nemi.gov/methods/sams_method_summary/11957/ | 7/31/2013 12:00:00 AM
5217 | ENVIRONMENTAL STATS | Barnett, Vic | NTU UK | Environmental Statistics: Methods and Applications ~ NTU UK ; Barnett, Vic |  | https://www.nemi.gov/methods/sams_method_summary/11954/ | 7/31/2013 12:00:00 AM
5160 | EP 010 | Chlordane (cyclodiene) immunoassay | ENVIROLOGIX | EP 010 ~ Envirologix ; Chlordane (cyclodiene) immunoassay |  | https://www.nemi.gov/methods/method_summary/5622/ | 7/31/2013 12:00:00 AM
5161 | EP 020 | DDT immunoassay | ENVIROLOGIX | EP 020 ~ Envirologix ; DDT immunoassay |  | https://www.nemi.gov/methods/method_summary/5626/ | 7/31/2013 12:00:00 AM
62866 | EPA 100.1 | Asbestos in Water by TEM | R10OEA | Analytical Method for Determination of Asbestos Fibers in Water. EPA Method 100.1 |  |  | 9/28/2009 4:57:46 PM
107513 | EPA 100.1 | Asbestos in Water by TEM | R10SUMASMOUNTAIN | Analytical Method for Determination of Asbestos Fibers in Water. EPA Method 100.1 |  |  | 3/17/2015 12:44:46 PM
257435 | EPA 10200G | EPA Standard Method 10200 G (mod.) | 21FLWQA_WQX |  |  |  | 9/20/2011 12:11:22 PM
257434 | EPA 10200H | Chlorophyll determined by EPA Method Standard Method 10200H | 21FLWQA_WQX |  |  |  | 9/20/2011 12:11:22 PM
507868 | EPA 1103.1 | EPA 1103.1 | INSTOR_WQX |  |  |  | 11/30/2017 1:17:31 PM
762680 | EPA 120.1 | EPA 120.1 | AZDEQ_WPD |  |  |  | 9/24/2018 10:50:51 AM
459034 | EPA 120.1 | UNKOWN | SDDENR_WQX |  |  |  | 1/30/2019 6:39:09 PM
741091 | EPA 120.1 | EPA 120.1 | AZDEQ_SW |  |  |  | 2/19/2019 9:21:56 AM
213108 | EPA 120.1 | SPECIFIC CONDUCTIVITY | 21ARIZ_WQX |  |  |  | 5/12/2016 2:52:40 AM
531090 | EPA 130..2 | UNKOWN | SDDENR_WQX |  |  |  | 1/22/2016 11:58:18 AM
213133 | EPA 130.2 | TOTAL HARDNESS | 21ARIZ_WQX |  |  |  | 5/12/2016 2:52:40 AM
109981 | EPA 130.2 | Total Hardness | OTTAWATRIBEOFOK |  |  |  | 1/16/2011 7:41:26 PM
275007 | EPA 130.2 | UNKOWN | SDDENR_WQX |  |  |  | 2/26/2018 2:55:40 PM
741074 | EPA 130.2 | EPA 130.2 | AZDEQ_SW |  |  |  | 2/19/2019 9:21:56 AM
213132 | EPA 150.1 | PH- LAB | 21ARIZ_WQX |  |  |  | 5/12/2016 2:51:40 AM
458999 | EPA 150.1 | UNKOWN | SDDENR_WQX |  |  |  | 1/30/2019 11:02:28 AM
762678 | EPA 150.1 | EPA 150.1 | AZDEQ_WPD |  |  |  | 9/24/2018 10:50:51 AM
741071 | EPA 150.1 | EPA 150.1 | AZDEQ_SW |  |  |  | 2/19/2019 9:21:56 AM
558708 | EPA 150.1 MOD | PH- LAB (MODIFIED) | 21ARIZ_WQX |  |  |  | 5/12/2016 3:17:35 AM
740967 | EPA 150.1 MOD | EPA 150.1 MOD | AZDEQ_SW |  |  |  | 2/15/2019 10:43:06 AM
213186 | EPA 160.1 | TOTAL FILTRATABLE RESIDUE | 21ARIZ_WQX |  |  |  | 5/12/2016 2:08:12 AM
764595 | EPA 160.1 | EPA 160.1 | AZDEQ_WPD |  |  |  | 2/7/2019 9:12:02 AM
741087 | EPA 160.1 | EPA 160.1 | AZDEQ_SW |  |  |  | 2/19/2019 9:21:56 AM
741081 | EPA 160.2 | EPA 160.2 | AZDEQ_SW |  |  |  | 2/26/2019 9:33:59 AM
762720 | EPA 160.2 | EPA 160.2 | AZDEQ_WPD |  |  |  | 9/24/2018 10:44:21 AM
213187 | EPA 160.2 | TOTAL NONFILTRATABLE RESIDUE | 21ARIZ_WQX |  |  |  | 5/12/2016 2:52:41 AM
257433 | EPA 160.2 | Total Suspended Solids determined by EPA Standard Method 160.2 | 21FLWQA_WQX |  |  |  | 9/20/2011 12:11:22 PM
261853 | EPA 160.3 | TOTAL RESIDUE | 21ARIZ_WQX |  |  |  | 5/12/2016 2:52:45 AM
741421 | EPA 160.3 | EPA 160.3 | AZDEQ_SW |  |  |  | 9/24/2018 10:32:37 AM
733178 | EPA 160.4 | Residue, Total - Fixed | 21NC03WQ |  |  |  | 11/17/2016 12:39:32 PM
741448 | EPA 160.4 | EPA 160.4 | AZDEQ_SW |  |  |  | 2/26/2019 9:34:00 AM
19818 | EPA 1600 | EPA 1600 | 21TXBCH | EPA Method 1600 |  |  | 10/5/2011 5:37:23 PM
19298 | EPA 1600 | EPA Method 1600 | 21MABCH |  |  |  | 6/24/2008 12:50:21 PM
261845 | EPA 1600 | ENTEROCOCCI | 21ARIZ_WQX |  |  |  | 5/12/2016 3:22:23 AM
543572 | EPA 1600 | Enterococcus bacteria | 21FLHILL_WQX |  |  |  | 4/22/2014 7:56:45 AM
743456 | EPA 1600 | EPA 1600 | AZDEQ_SW |  |  |  | 2/15/2019 10:42:54 AM
565466 | EPA 1603 | EPA 1603 | INSTOR_WQX |  |  |  | 7/5/2017 4:46:17 PM
552024 | EPA 1603 | E.COLI MODIFIED MTEC | 21ARIZ_WQX |  |  |  | 5/12/2016 2:52:42 AM
743231 | EPA 1603 | EPA 1603 | AZDEQ_SW |  |  |  | 1/11/2019 8:41:36 AM
562926 | EPA 1614 | Method 1614 Brominated Diphenyl Ethers in Water Soil Sediment and Tissue by HRGC/HRMS 2007 | R10OEA | EPA Method 1614 ("Method 1614"; the "Method") is for determination of brominated diphenyl ether (BDE) congeners in water, soil, sediment, biosolids, tissue, and other sample matrices by high resolution gas chromatography combined with high resolution mass spectrometry(HRGC/HRMS). |  |  | 3/3/2015 2:34:54 PM
740955 | EPA 1630 | EPA 1630 | AZDEQ_SW |  |  |  | 2/15/2019 10:42:56 AM
213256 | EPA 1630 | EPA 1630 | 21ARIZ_WQX |  |  |  | 5/12/2016 2:52:39 AM
261862 | EPA 1631 | MERCURY IN WATER BY OXIDATION, PURGE AND TRAP, AND CVAFS | 21ARIZ_WQX |  |  |  | 5/12/2016 3:20:06 AM
740953 | EPA 1631 | EPA 1631 | AZDEQ_SW |  |  |  | 2/15/2019 10:42:56 AM
261852 | EPA 1631 APP | EPA 1631 APP | 21ARIZ_WQX |  |  |  | 5/12/2016 2:52:40 AM
740954 | EPA 1631 APP | EPA 1631 APP | AZDEQ_SW |  |  |  | 2/15/2019 10:42:56 AM
123048 | EPA 1631E | MERCURY - TOTAL & DISSOLVED - CLEAN HANDS | 21ARIZ_WQX |  |  |  | 5/12/2016 2:52:39 AM
531076 | EPA 1631E | EPA 1631E | R4ATHENS_WQX | For more info contact US-EPA Region 4 Laboratory, Athens, Georgia (email: r4lims@epa.gov) |  |  | 8/18/2015 10:40:11 AM
531071 | EPA 1631E | EPA 1631E | WQXTEST |  |  |  | 8/18/2015 10:06:55 AM
741396 | EPA 1631E | EPA 1631E | AZDEQ_SW |  |  |  | 2/15/2019 10:42:56 AM
741395 | EPA 1638 | EPA 1638 | AZDEQ_SW |  |  |  | 1/23/2019 10:09:28 AM
123047 | EPA 1638 | CLEAN HANDS TRACE METALS ICP/MS | 21ARIZ_WQX |  |  |  | 5/12/2016 2:52:42 AM
552016 | EPA 1638 DRC | TRACE METALS ICP/MS WITH DYNAMIC REACTION CELL | 21ARIZ_WQX |  |  |  | 5/12/2016 3:17:29 AM
741404 | EPA 1638 DRC | EPA 1638 DRC | AZDEQ_SW |  |  |  | 2/21/2018 10:54:00 AM
757104 | EPA 170.1 | EPA 170.1 | AZDEQ_SW |  |  |  | 9/24/2018 10:32:49 AM
762679 | EPA 170.1 | EPA 170.1 | AZDEQ_WPD |  |  |  | 9/24/2018 10:50:51 AM
511052 | EPA 170.1 | EPA 170.1 | INSTOR_WQX |  |  |  | 5/2/2018 11:46:25 AM
565593 | EPA 170.1 | TEMPERATURE BY THERMOMETER | 21ARIZ_WQX |  |  |  | 11/25/2015 5:19:25 PM
740913 | EPA 180.1 | EPA 180.1 | AZDEQ_WPD |  |  |  | 12/4/2018 10:14:08 AM
741064 | EPA 180.1 | EPA 180.1 | AZDEQ_SW |  |  |  | 2/19/2019 9:21:56 AM
757194 | EPA 180.1 | EPA 180.1 | RTI | EPA 180.1 |  |  | 5/23/2018 1:38:01 PM
213112 | EPA 180.1 | NTU TURBIDITY | 21ARIZ_WQX |  |  |  | 5/12/2016 1:58:39 AM
762729 | EPA 1990 | Macroinvertebrate Field and Laboratory Methods for Evaluating the Biological Integrity of Surface Waters | WQXTEST |  |  | https://www.nemi.gov/methods/method_pdf/12955/ | 10/1/2018 4:18:02 PM
531094 | EPA 200..7 | UNKOWN | SDDENR_WQX |  |  |  | 2/16/2018 9:54:25 AM
531173 | EPA 200.2 | EPA 200.2 | WQXTEST |  |  |  | 6/18/2018 2:41:36 PM
531175 | EPA 200.2 | % solids/metals prep | R4ATHENS_WQX | For more info contact US-EPA Region 4 Laboratory, Athens, Georgia (email: r4lims@epa.gov) |  |  | 6/18/2018 2:53:27 PM
257438 | EPA 200.7 | Metals, Total Recoverable, in aqueous samples using trace-ICP emission spectroscopy, Mod | 21FLWQA_WQX |  |  |  | 9/20/2011 12:11:45 PM
736031 | EPA 200.7 | EPA 200.7 | AZDEQ_SW |  |  |  | 2/26/2019 9:34:02 AM
531072 | EPA 200.7 | EPA 200.7 | WQXTEST |  |  |  | 8/18/2015 10:06:54 AM
531077 | EPA 200.7 | EPA 200.7 | R4ATHENS_WQX | For more info contact US-EPA Region 4 Laboratory, Athens, Georgia (email: r4lims@epa.gov) |  |  | 8/18/2015 10:40:11 AM
740902 | EPA 200.7 | EPA 200.7 | AZDEQ_WPD |  |  |  | 2/7/2019 9:12:02 AM
110065 | EPA 200.7 | METALS BY ICP-AES | 21MSWQ_WQX |  |  |  | 12/8/2010 11:57:11 AM
508509 | EPA 200.7 | UNKOWN | SDDENR_WQX |  |  |  | 1/30/2019 6:39:05 PM
122835 | EPA 200.7 | METALS | 21ARIZ_WQX |  |  |  | 5/12/2016 1:26:34 AM
742873 | EPA 200.7 | EPA 200.7 | AZDEQ_GW |  |  |  | 11/3/2017 10:17:42 AM
131317 | EPA 200.7 | Aluminum, dissolved | 21FLPDEM_WQX |  |  |  | 2/26/2018 3:26:05 PM
762719 | EPA 200.7-DISS | EPA 200.7-DISS | AZDEQ_WPD |  |  |  | 9/24/2018 10:43:45 AM
741420 | EPA 200.7-DISS | EPA 200.7-DISS | AZDEQ_SW |  |  |  | 9/20/2017 11:15:11 AM
261873 | EPA 200.7-DISS | EPA 200.7-DISSOLVED | 21ARIZ_WQX |  |  |  | 5/12/2016 3:20:17 AM
762687 | EPA 200.7/208.1 | EPA 200.7/208.1 | AZDEQ_SW |  |  |  | 9/24/2018 10:25:57 AM
762688 | EPA 200.7/213.3 | EPA 200.7/213.3 | AZDEQ_SW |  |  |  | 9/24/2018 10:25:57 AM
565915 | EPA 200.7/213.3 | TOTAL BORON | 21ARIZ_WQX |  |  |  | 11/25/2015 11:33:14 PM
762694 | EPA 200.7/215.1 | EPA 200.7/215.1 | AZDEQ_SW |  |  |  | 9/24/2018 10:25:57 AM
565914 | EPA 200.7/243.1 | MANGANESE | 21ARIZ_WQX |  |  |  | 11/25/2015 11:33:04 PM
762693 | EPA 200.7/243.1 | EPA 200.7/243.1 | AZDEQ_SW |  |  |  | 9/24/2018 10:25:58 AM
762691 | EPA 200.7/273.1 | EPA 200.7/273.1 | AZDEQ_SW |  |  |  | 9/24/2018 10:25:58 AM
741415 | EPA 200.7/6010 | EPA 200.7/6010 | AZDEQ_SW |  |  |  | 2/15/2019 10:42:38 AM
217536 | EPA 200.7/6010 | EPA 200.7/6010 | 21ARIZ_WQX |  |  |  | 5/12/2016 3:20:51 AM
740908 | EPA 200.8 | EPA 200.8 | AZDEQ_WPD |  |  |  | 2/7/2019 9:12:02 AM
736030 | EPA 200.8 | EPA 200.8 | AZDEQ_SW |  |  |  | 2/26/2019 9:34:00 AM
194941 | EPA 200.8 | METALS | 21ARIZ_WQX |  |  |  | 5/12/2016 1:27:00 AM
109943 | EPA 200.8 | Cadmium, Lead, Manganese, Zinc | OTTAWATRIBEOFOK |  |  |  | 10/11/2012 5:06:34 PM
458974 | EPA 200.8 | UNKOWN | SDDENR_WQX |  |  |  | 1/30/2019 6:39:03 PM
257439 | EPA 200.8 | Metals, Total Recoverable, in aqueous samples using ICP mass spectroscopy, mod. | 21FLWQA_WQX |  |  |  | 9/20/2011 12:12:01 PM
742874 | EPA 200.8 | EPA 200.8 | AZDEQ_GW |  |  |  | 11/3/2017 10:17:42 AM
458989 | EPA 200.8 | METALS BY ICP/MS | 21MSWQ_WQX |  |  |  | 3/26/2012 3:03:07 PM
566013 | EPA 200.8 DRC | UNKOWN | SDDENR_WQX |  |  |  | 1/30/2019 6:39:03 PM
741063 | EPA 200.8-DISS | EPA 200.8-DISS | AZDEQ_SW |  |  |  | 2/6/2019 9:20:38 AM
213217 | EPA 200.8-DISS | METALS | 21ARIZ_WQX |  |  |  | 5/12/2016 3:20:10 AM
762722 | EPA 200.9 | EPA 200.9 | AZDEQ_WPD |  |  |  | 9/24/2018 10:47:30 AM
122834 | EPA 200.9 | TOTAL ANTIMONY, ARSENIC, AND SELENIUM | 21ARIZ_WQX |  |  |  | 5/12/2016 2:52:42 AM
741068 | EPA 200.9 | EPA 200.9 | AZDEQ_SW |  |  |  | 2/19/2019 9:21:55 AM
741459 | EPA 200.9 MOD | EPA 200.9 MOD | AZDEQ_SW |  |  |  | 2/15/2019 10:42:56 AM
552363 | EPA 200.9 MOD | EPA 200.9 MOD | 21ARIZ_WQX |  |  |  | 5/12/2016 3:46:56 AM
762703 | EPA 202.1 | EPA 202.1 | AZDEQ_SW |  |  |  | 11/21/2018 12:33:53 PM
762702 | EPA 208.1 | EPA 208.1 | AZDEQ_SW |  |  |  | 11/21/2018 12:33:53 PM
743462 | EPA 213.1 | EPA 213.1 | AZDEQ_SW |  |  |  | 11/21/2018 12:33:52 PM
742617 | EPA 213.2 | EPA 213.2 | AZDEQ_SW |  |  |  | 1/15/2019 9:02:56 AM
741446 | EPA 215.1 | EPA 215.1 | AZDEQ_SW |  |  |  | 2/15/2019 10:42:54 AM
261843 | EPA 215.1 | CALCIUM BY FLAME AA | 21ARIZ_WQX |  |  |  | 5/12/2016 3:22:23 AM
762699 | EPA 218.1 | EPA 218.1 | AZDEQ_SW |  |  |  | 11/21/2018 12:33:52 PM
762696 | EPA 218.2 | EPA 218.2 | AZDEQ_SW |  |  |  | 9/24/2018 10:27:57 AM
743424 | EPA 218.6 | EPA 218.6 | AZDEQ_WPD |  |  |  | 6/29/2018 10:18:14 AM
565490 | EPA 218.6 | HEXAVALENT CHROMIUM | 21ARIZ_WQX |  |  |  | 11/25/2015 1:52:08 PM
762715 | EPA 218.6 | EPA 218.6 | AZDEQ_SW |  |  |  | 9/28/2018 11:41:05 AM
565928 | EPA 218.7 | HEXAVALENT CHROMIUM IN DRINKING WATER BY ION CHROMATOGRAPHY W PC DERIVATIZATION AND UV-VISIBLE SD | 21ARIZ_WQX |  |  |  | 5/12/2016 2:26:57 AM
762701 | EPA 219.1 | EPA 219.1 | AZDEQ_SW |  |  |  | 11/21/2018 12:33:52 PM
743461 | EPA 220.1 | EPA 220.1 | AZDEQ_SW |  |  |  | 11/21/2018 12:33:49 PM
742618 | EPA 220.2 | EPA 220.2 | AZDEQ_SW |  |  |  | 1/15/2019 9:02:56 AM
762689 | EPA 220.7/236.1 | EPA 220.7/236.1 | AZDEQ_SW |  |  |  | 9/24/2018 10:25:57 AM
762690 | EPA 220.7/242.1 | EPA 220.7/242.1 | AZDEQ_SW |  |  |  | 9/24/2018 10:25:57 AM
741442 | EPA 236.1 | EPA 236.1 | AZDEQ_SW |  |  |  | 11/21/2018 12:33:49 PM
762700 | EPA 239.1 | EPA 239.1 | AZDEQ_SW |  |  |  | 11/21/2018 12:33:52 PM
743464 | EPA 239.2 | EPA 239.2 | AZDEQ_SW |  |  |  | 9/24/2018 10:25:57 AM
743454 | EPA 242.1 | EPA 242.1 | AZDEQ_SW |  |  |  | 2/15/2019 10:42:54 AM
261847 | EPA 242.1 | MAGNESIUM BY FLAME AA | 21ARIZ_WQX |  |  |  | 5/12/2016 3:22:23 AM
741444 | EPA 243.1 | EPA 243.1 | AZDEQ_SW |  |  |  | 11/21/2018 12:33:49 PM
740970 | EPA 245.1 | EPA 245.1 | AZDEQ_SW |  |  |  | 2/26/2019 9:34:02 AM
742609 | EPA 245.1 | EPA 245.1 | AZDEQ_WPD |  |  |  | 2/7/2019 9:12:02 AM
213155 | EPA 245.1 | TOTAL MERCURY | 21ARIZ_WQX |  |  |  | 5/12/2016 1:26:37 AM
458980 | EPA 245.1 | UNKOWN | SDDENR_WQX |  |  |  | 1/30/2019 6:39:03 PM
742876 | EPA 245.1 | EPA 245.1 | AZDEQ_GW |  |  |  | 11/3/2017 10:17:43 AM
217480 | EPA 245.1/7470 | EPA 245.1/7470 | 21ARIZ_WQX |  |  |  | 5/12/2016 3:23:25 AM
743460 | EPA 245.1/7470 | EPA 245.1/7470 | AZDEQ_SW |  |  |  | 2/15/2019 10:42:51 AM
762705 | EPA 245.2 | EPA 245.2 | AZDEQ_SW |  |  |  | 11/21/2018 12:33:52 PM
531176 | EPA 245.6 | EPA 245.6 | R4ATHENS_WQX | For more info contact US-EPA Region 4 Laboratory, Athens, Georgia (email: r4lims@epa.gov) |  |  | 9/12/2013 3:10:24 PM
531174 | EPA 245.6 | EPA 245.6 | WQXTEST |  |  |  | 9/12/2013 3:09:09 PM
261838 | EPA 245.7 | MERCURY IN WATER BY COLD VAPOR ATOMIC FLOURESCENCE SPECTROM | 21ARIZ_WQX |  |  |  | 5/12/2016 3:18:00 AM
741432 | EPA 245.7 | EPA 245.7 | AZDEQ_SW |  |  |  | 10/9/2018 9:18:41 AM
762692 | EPA 249.1 | EPA 249.1 | AZDEQ_SW |  |  |  | 11/21/2018 12:33:52 PM
213150 | EPA 258.1 | TOTAL POTASSIUM | 21ARIZ_WQX |  |  |  | 5/12/2016 2:52:53 AM
741088 | EPA 258.1 | EPA 258.1 | AZDEQ_SW |  |  |  | 2/19/2019 9:21:59 AM
762704 | EPA 272.1 | EPA 272.1 | AZDEQ_SW |  |  |  | 11/21/2018 12:33:52 PM
762686 | EPA 272.2 | EPA 272.2 | AZDEQ_SW |  |  |  | 9/24/2018 10:25:57 AM
741445 | EPA 273.1 | EPA 273.1 | AZDEQ_SW |  |  |  | 2/15/2019 10:42:54 AM
261848 | EPA 273.1 | SODIUM | 21ARIZ_WQX |  |  |  | 5/12/2016 3:22:23 AM
743459 | EPA 279.2 | EPA 279.2 | AZDEQ_SW |  |  |  | 2/15/2019 10:42:51 AM
217537 | EPA 279.2 | TOTAL THALLIUM | 21ARIZ_WQX |  |  |  | 5/12/2016 3:18:00 AM
743458 | EPA 282.1 | EPA 282.1 | AZDEQ_SW |  |  |  | 4/25/2018 10:22:04 AM
743463 | EPA 289.1 | EPA 289.1 | AZDEQ_SW |  |  |  | 11/21/2018 12:33:49 PM
740951 | EPA 300 | EPA 300 | AZDEQ_SW |  |  |  | 1/16/2019 10:29:38 AM
206809 | EPA 300 | ANIONS BY ION CHROMATOGRAPHY | 21ARIZ_WQX |  |  |  | 5/12/2016 2:03:38 AM
740915 | EPA 300 | EPA 300 | AZDEQ_WPD |  |  |  | 9/24/2018 10:43:45 AM
740900 | EPA 300.0 | EPA 300.0 | AZDEQ_WPD |  |  |  | 2/7/2019 9:12:02 AM
193625 | EPA 300.0 | ANIONS BY ION CHROMATOGRAPHY | 21ARIZ_WQX |  |  |  | 5/12/2016 1:28:00 AM
109925 | EPA 300.0 | Nitrate as N | OTTAWATRIBEOFOK |  |  |  | 1/18/2012 5:31:01 PM
742870 | EPA 300.0 | EPA 300.0 | AZDEQ_GW |  |  |  | 11/3/2017 10:17:42 AM
736032 | EPA 300.0 | EPA 300.0 | AZDEQ_SW |  |  |  | 2/26/2019 9:34:02 AM
261842 | EPA 300.1 | EPA 300.1 METHOD | 21ARIZ_WQX |  |  |  | 5/12/2016 3:22:23 AM
743453 | EPA 300.1 | EPA 300.1 | AZDEQ_SW |  |  |  | 2/15/2019 10:42:54 AM
740938 | EPA 300/SW846 9056A | EPA 300/SW846 9056A | AZDEQ_SW |  |  |  | 1/16/2019 10:29:41 AM
743475 | EPA 300/SW846 9056A | EPA 300/SW846 9056A | AZDEQ_WPD |  |  |  | 3/5/2018 8:19:28 AM
565927 | EPA 300/SW846 9056A | ANIONS BY ION CHROMATOGRAPHY - ACCUTEST METHOD EQUIVALENT TO 9056A | 21ARIZ_WQX |  |  |  | 5/12/2016 1:32:55 AM
741090 | EPA 310.1 | EPA 310.1 | AZDEQ_SW |  |  |  | 1/23/2019 10:09:31 AM
565638 | EPA 310.1 | ALKALINITY, TOTAL & PHENOLPHTHALEIN | 21ARIZ_WQX |  |  |  | 5/12/2016 2:08:12 AM
764596 | EPA 310.1 | EPA 310.1 | AZDEQ_WPD |  |  |  | 2/7/2019 9:12:02 AM
741407 | EPA 310.2 | EPA 310.2 | AZDEQ_SW |  |  |  | 11/21/2018 12:17:30 PM
565895 | EPA 310.2 | ALKALINITY, AUTOMATED | 21ARIZ_WQX |  |  |  | 11/25/2015 5:43:59 PM
565894 | EPA 310.2F | ALKALINITY-LACHAT | 21ARIZ_WQX |  |  |  | 11/25/2015 5:13:41 PM
132247 | EPA 314.0 | PERCHLORATE | 21ARIZ_WQX |  |  |  | 5/12/2016 1:23:02 AM
741219 | EPA 314.0 | EPA 314.0 | AZDEQ_WPD |  |  |  | 3/27/2018 12:29:39 PM
741392 | EPA 314.0 | EPA 314.0 | AZDEQ_GW |  |  |  | 11/3/2017 9:10:49 AM
531067 | EPA 325..3 | UNKOWN | SDDENR_WQX |  |  |  | 8/23/2013 11:36:32 AM
757103 | EPA 325.2 | EPA 325.2 | AZDEQ_SW |  |  |  | 9/24/2018 10:27:57 AM
565591 | EPA 325.2 | CHLORIDE BY COLORIMETRIC ANALYSIS II | 21ARIZ_WQX |  |  |  | 11/25/2015 1:58:40 PM
762723 | EPA 325.2 | EPA 325.2 | AZDEQ_WPD |  |  |  | 9/24/2018 10:49:13 AM
741413 | EPA 325.3 | EPA 325.3 | AZDEQ_SW |  |  |  | 2/15/2019 10:42:38 AM
275006 | EPA 325.3 | UNKOWN | SDDENR_WQX |  |  |  | 1/30/2019 6:39:05 PM
213259 | EPA 325.3 | CHLORIDE BY TITRIMETRY | 21ARIZ_WQX |  |  |  | 5/12/2016 3:22:22 AM
741461 | EPA 332.0 | EPA 332.0 | AZDEQ_SW |  |  |  | 1/16/2019 10:30:04 AM
193443 | EPA 332.0 | ION CHROMATOGRAPHY WITH SUPPRESSED CONDUCTIVITY & EIMS | 21ARIZ_WQX |  |  |  | 5/12/2016 3:17:13 AM
757106 | EPA 335.1 | EPA 335.1 | AZDEQ_SW |  |  |  | 9/24/2018 10:32:50 AM
762695 | EPA 335.2 | EPA 335.2 | AZDEQ_SW |  |  |  | 9/24/2018 10:26:00 AM
132216 | EPA 335.2 | CYANIDE | 21ARIZ_WQX |  |  |  | 12/4/2015 11:44:43 AM
762697 | EPA 335.3 | EPA 335.3 | AZDEQ_SW |  |  |  | 1/11/2019 8:42:38 AM
565889 | EPA 335.4 | CYANIDE, TOTAL, BY COLORIMETRY | 21ARIZ_WQX |  |  |  | 5/12/2016 2:08:14 AM
764591 | EPA 335.4 | EPA 335.4 | AZDEQ_WPD |  |  |  | 2/7/2019 9:12:02 AM
762698 | EPA 335.4 | EPA 335.4 | AZDEQ_SW |  |  |  | 9/24/2018 10:29:53 AM
741460 | EPA 340.2 | EPA 340.2 | AZDEQ_SW |  |  |  | 11/27/2018 12:09:16 PM
257437 | EPA 340.2 | Flouride detected by EPA Standard Method 340.2 | 21FLWQA_WQX |  |  |  | 9/20/2011 12:11:22 PM
213109 | EPA 350.1 | NITROGEN, AMMONIA, TOTAL (AS N) | 21ARIZ_WQX |  |  |  | 5/12/2016 2:08:12 AM
740952 | EPA 350.1 | EPA 350.1 | AZDEQ_SW |  |  |  | 2/15/2019 10:42:54 AM
531073 | EPA 350.1 | EPA 350.1 | WQXTEST |  |  |  | 6/13/2018 10:40:21 AM
531078 | EPA 350.1 | Ammonia | R4ATHENS_WQX | For more info contact US-EPA Region 4 Laboratory, Athens, Georgia (email: r4lims@epa.gov) |  |  | 6/13/2018 10:56:00 AM
742878 | EPA 350.1 | EPA 350.1 | AZDEQ_GW |  |  |  | 5/15/2018 9:01:18 AM
764590 | EPA 350.1 | EPA 350.1 | AZDEQ_WPD |  |  |  | 2/7/2019 9:12:02 AM
217018 | EPA 350.2 | EPA 350.2 | 21ARIZ_WQX |  |  |  | 5/12/2016 3:18:36 AM
764368 | EPA 350.2 | EPA 350.2 | CAPECRD_WQX |  |  |  | 12/3/2018 9:01:16 AM
109960 | EPA 350.2 | Ammonia Nitrogen | OTTAWATRIBEOFOK |  |  |  | 1/16/2011 5:17:18 PM
741093 | EPA 350.2 | EPA 350.2 | AZDEQ_SW |  |  |  | 2/19/2019 9:21:57 AM
741402 | EPA 350.3 | EPA 350.3 | AZDEQ_SW |  |  |  | 1/30/2019 9:59:51 AM
213300 | EPA 350.3 | AMMONIA, TOTAL | 21ARIZ_WQX |  |  |  | 5/12/2016 2:52:58 AM
508502 | EPA 351..2 | UNKOWN | SDDENR_WQX |  |  |  | 4/5/2018 4:56:30 PM
552056 | EPA 351.1 | TKN BY AUTOMATED COLORIMETRY | 21ARIZ_WQX |  |  |  | 5/12/2016 3:21:24 AM
741418 | EPA 351.1 | EPA 351.1 | AZDEQ_SW |  |  |  | 11/21/2018 12:17:30 PM
742879 | EPA 351.2 | EPA 351.2 | AZDEQ_GW |  |  |  | 5/15/2018 9:01:18 AM
764584 | EPA 351.2 | EPA 351.2 | AZDEQ_WPD |  |  |  | 2/7/2019 9:12:02 AM
213113 | EPA 351.2 | NITROGEN, KJELDAHL, TOTAL (AS N) | 21ARIZ_WQX |  |  |  | 5/12/2016 1:58:39 AM
110148 | EPA 351.2 | Nitrogen, Total | 21FLPDEM_WQX |  |  |  | 11/21/2016 3:29:12 PM
530096 | EPA 351.2 | TKN | 21FLLCPC_WQX |  |  |  | 4/19/2013 3:02:25 PM
275008 | EPA 351.2 | UNKOWN | SDDENR_WQX |  |  |  | 1/30/2019 6:39:02 PM
531079 | EPA 351.2 | TKN | R4ATHENS_WQX | For more info contact US-EPA Region 4 Laboratory, Athens, Georgia (email: r4lims@epa.gov) |  |  | 6/13/2018 10:56:00 AM
531075 | EPA 351.2 | EPA 351.2 | WQXTEST |  |  |  | 6/13/2018 10:40:21 AM
736085 | EPA 351.2 | EPA 351.2 | AZDEQ_SW |  |  |  | 2/26/2019 9:34:02 AM
764367 | EPA 351.3 | EPA 351.3 | CAPECRD_WQX |  |  |  | 12/3/2018 9:01:15 AM
217422 | EPA 351.3 | NITROGEN, KJELDAHL, TOTAL (AS N) | 21ARIZ_WQX |  |  |  | 5/12/2016 3:18:36 AM
740950 | EPA 351.3 | EPA 351.3 | AZDEQ_SW |  |  |  | 2/19/2019 9:21:57 AM
741390 | EPA 351.4 | EPA 351.4 | AZDEQ_SW |  |  |  | 1/15/2019 9:03:43 AM
213257 | EPA 351.4 | TKN BY ISE | 21ARIZ_WQX |  |  |  | 5/12/2016 3:20:57 AM
261839 | EPA 351.4 (MOD.) | KJELDAHL NITROGEN | 21ARIZ_WQX |  |  |  | 5/12/2016 3:18:00 AM
740958 | EPA 351.4 (MOD.) | EPA 351.4 (MOD.) | AZDEQ_SW |  |  |  | 2/15/2019 10:43:06 AM
565893 | EPA 3510/8015 MOD | EXTRACTABLE FUEL HYDROCARBONS | 21ARIZ_WQX |  |  |  | 11/25/2015 12:02:51 PM
557565 | EPA 3510/8081A | EPA 3510/8081A | 21ARIZ_WQX |  |  |  | 5/12/2016 1:33:44 AM
742843 | EPA 3510/8081A | EPA 3510/8081A | AZDEQ_WPD |  |  |  | 11/3/2017 10:21:42 AM
565586 | EPA 3510/8082 | EPA 3510/8082 | 21ARIZ_WQX |  |  |  | 11/30/2015 6:32:14 PM
743457 | EPA 3510C/8081A | EPA 3510C/8081A | AZDEQ_SW |  |  |  | 2/21/2018 10:53:35 AM
132880 | EPA 3510C/8081A | ORGANOCHLORINE PESTICIDES | 21ARIZ_WQX |  |  |  | 5/12/2016 1:39:17 AM
565589 | EPA 3520/8081A | EPA 3520/8081A | 21ARIZ_WQX |  |  |  | 11/25/2015 5:18:44 PM
203770 | EPA 353.2 | NITRITE PLUS NITRATE | 21ARIZ_WQX |  |  |  | 5/12/2016 1:59:12 AM
736093 | EPA 353.2 | EPA 353.2 | AZDEQ_SW |  |  |  | 2/26/2019 9:34:02 AM
740917 | EPA 353.2 | EPA 353.2 | AZDEQ_WPD |  |  |  | 2/7/2019 9:12:02 AM
742882 | EPA 353.2 | EPA 353.2 | AZDEQ_GW |  |  |  | 5/15/2018 9:01:18 AM
531080 | EPA 353.2 | Nitrate/Nitrite/N | R4ATHENS_WQX | For more info contact US-EPA Region 4 Laboratory, Athens, Georgia (email: r4lims@epa.gov) |  |  | 6/13/2018 10:55:59 AM
531068 | EPA 353.2 | EPA 353.2 | WQXTEST |  |  |  | 6/13/2018 10:40:20 AM
741425 | EPA 353.3 | EPA 353.3 | AZDEQ_SW |  |  |  | 1/11/2019 8:42:39 AM
217520 | EPA 353.3 | NITRATE-NITRITE BY CADMIUM REDUCTION AND COLORIMETRY | 21ARIZ_WQX |  |  |  | 5/12/2016 3:18:36 AM
740957 | EPA 353.3 (MOD.) | EPA 353.3 (MOD.) | AZDEQ_SW |  |  |  | 2/15/2019 10:43:07 AM
261898 | EPA 353.3 (MOD.) | NITRATE PLUS NITRITE - N | 21ARIZ_WQX |  |  |  | 5/12/2016 3:18:15 AM
565529 | EPA 354.1 | NITRITE NITROGEN TOTAL | 21ARIZ_WQX |  |  |  | 11/25/2015 1:54:28 PM
730360 | EPA 354.1/352.1 | Nitrite by Spectrophotometry / Nitrate by Colorimetry | NJDEP_BEARS |  |  |  | 11/10/2016 3:54:10 PM
762475 | EPA 3550C | EPA 3550C | AZDEQ_SW |  |  |  | 10/3/2018 4:00:49 PM
757105 | EPA 360.1 | EPA 360.1 | AZDEQ_SW |  |  |  | 9/24/2018 10:32:50 AM
565636 | EPA 360.1 | EPA 360.1 | 21ARIZ_WQX |  |  |  | 11/25/2015 5:19:25 PM
732216 | EPA 360.2 | EPA 360.2 | INSTOR_WQX |  |  |  | 5/10/2016 1:16:04 PM
531066 | EPA 365..2 | UNKOWN | SDDENR_WQX |  |  |  | 2/26/2018 2:55:34 PM
741405 | EPA 365.1 | EPA 365.1 | AZDEQ_SW |  |  |  | 2/15/2019 10:42:54 AM
531069 | EPA 365.1 | EPA 365.1 | WQXTEST |  |  |  | 6/13/2018 10:40:20 AM
735971 | EPA 365.1 | Particulate Phosphorus | 31ISC2RS_WQX | USEPA 365.1V- SENT OUT |  |  | 4/30/2018 10:12:51 AM
261846 | EPA 365.1 | ORTHOPHOSPHATE, AUTOMATED | 21ARIZ_WQX |  |  |  | 5/12/2016 3:20:50 AM
531081 | EPA 365.1 | Phosphorus | R4ATHENS_WQX | For more info contact US-EPA Region 4 Laboratory, Athens, Georgia (email: r4lims@epa.gov) |  |  | 6/13/2018 10:55:59 AM
741406 | EPA 365.2 | EPA 365.2 | AZDEQ_SW |  |  |  | 11/21/2018 12:17:30 PM
261959 | EPA 365.2 | PHOSPHORUS BY COLORIMETRY | 21ARIZ_WQX |  |  |  | 5/12/2016 3:47:07 AM
275011 | EPA 365.2 | UNKOWN | SDDENR_WQX |  |  |  | 1/30/2019 6:39:02 PM
565911 | EPA 365.2A | TOTAL PHOSPHATE | 21ARIZ_WQX |  |  |  | 11/25/2015 5:27:29 PM
762707 | EPA 365.2A | EPA 365.2A | AZDEQ_SW |  |  |  | 9/24/2018 10:35:10 AM
109959 | EPA 365.3 | Ortho-Phosphate | OTTAWATRIBEOFOK |  |  |  | 1/16/2011 7:41:26 PM
213125 | EPA 365.3 | TOTAL PHOSPHORUS | 21ARIZ_WQX |  |  |  | 5/12/2016 2:51:41 AM
741075 | EPA 365.3 | EPA 365.3 | AZDEQ_SW |  |  |  | 2/19/2019 9:21:57 AM
261837 | EPA 365.3 MOD | EPA 365.3 MOD | 21ARIZ_WQX |  |  |  | 5/12/2016 3:17:34 AM
740933 | EPA 365.3 MOD | EPA 365.3 MOD | AZDEQ_SW |  |  |  | 2/15/2019 10:43:06 AM
733198 | EPA 365.4 | Total Phosphorus after block digestion | 21FLPDEM_WQX |  |  |  | 2/26/2018 3:26:01 PM
740947 | EPA 365.4 | EPA 365.4 | AZDEQ_SW |  |  |  | 2/26/2019 9:34:00 AM
213107 | EPA 365.4 | PHOSPHORUS BY AUTOMATED COLORIMETRY | 21ARIZ_WQX |  |  |  | 5/12/2016 1:56:22 AM
742880 | EPA 365.4 | EPA 365.4 | AZDEQ_GW |  |  |  | 11/3/2017 10:17:43 AM
743455 | EPA 370.1 | EPA 370.1 | AZDEQ_SW |  |  |  | 2/15/2019 10:42:54 AM
261841 | EPA 370.1 | SILICA | 21ARIZ_WQX |  |  |  | 5/12/2016 3:22:23 AM
217928 | EPA 375.2 | TOTAL SULFATE | 21ARIZ_WQX |  |  |  | 5/12/2016 2:53:02 AM
741386 | EPA 375.2 | EPA 375.2 | AZDEQ_SW |  |  |  | 2/19/2019 9:21:56 AM
741417 | EPA 375.3 | EPA 375.3 | AZDEQ_SW |  |  |  | 9/20/2017 11:15:09 AM
213116 | EPA 375.4 | TOTAL SULFATE | 21ARIZ_WQX |  |  |  | 5/12/2016 2:53:05 AM
762724 | EPA 375.4 | EPA 375.4 | AZDEQ_WPD |  |  |  | 9/24/2018 10:49:14 AM
741077 | EPA 375.4 | EPA 375.4 | AZDEQ_SW |  |  |  | 1/16/2019 10:29:57 AM
565579 | EPA 376.1 | EPA 376.1 | 21ARIZ_WQX |  |  |  | 11/25/2015 1:51:19 PM
741441 | EPA 376.1 | EPA 376.1 | AZDEQ_SW |  |  |  | 9/24/2018 10:31:52 AM
565896 | EPA 376.2 | SULFIDE (COLORIMETRIC, METHYLENE BLUE) | 21ARIZ_WQX |  |  |  | 11/25/2015 12:06:42 PM
540092 | EPA 405..1 | UNKOWN | SDDENR_WQX |  |  |  | 4/5/2018 4:56:34 PM
762501 | EPA 405.1 | EPA 405.1 | AZDEQ_SW |  |  |  | 10/1/2018 10:25:47 AM
565561 | EPA 405.1 | BIOCHEMICAL OXYGEN DEMAND | 21ARIZ_WQX |  |  |  | 11/25/2015 11:34:24 PM
458975 | EPA 405.1 | UNKOWN | SDDENR_WQX |  |  |  | 1/30/2019 6:39:09 PM
565920 | EPA 410.1 | CHEMICAL OXYGEN DEMAND (TITRIMETRIC, MID-LEVEL) | 21ARIZ_WQX |  |  |  | 11/25/2015 11:48:01 PM
565587 | EPA 410.4 | CHEMICAL OXYGEN DEMAND BY COLORIMETRY | 21ARIZ_WQX |  |  |  | 5/12/2016 2:08:12 AM
764587 | EPA 410.4 | EPA 410.4 | AZDEQ_WPD |  |  |  | 2/7/2019 9:12:02 AM
735977 | EPA 415.1 | Dissolved Organic Carbon | 31ISC2RS_WQX |  |  |  | 6/12/2017 12:11:55 PM
740937 | EPA 415.1 | EPA 415.1 | AZDEQ_SW |  |  |  | 2/15/2019 10:42:37 AM
257432 | EPA 415.1 | EPA Method 415.1 for Total Organic Carbon in aqueous matrices | 21FLWQA_WQX |  |  |  | 9/20/2011 12:11:22 PM
274958 | EPA 415.1 | Total Organic Carbon | 21FLA_WQX |  |  |  | 5/12/2014 12:17:55 PM
261850 | EPA 415.1 | TOTAL ORGANIC CARBON | 21ARIZ_WQX |  |  |  | 5/12/2016 2:52:39 AM
743452 | EPA 415.2 | EPA 415.2 | AZDEQ_SW |  |  |  | 2/15/2019 10:42:54 AM
261844 | EPA 415.2 | TOTAL ORGANIC CARBON | 21ARIZ_WQX |  |  |  | 5/12/2016 3:22:23 AM
565888 | EPA 420.1 | EPA 420.1 | 21ARIZ_WQX |  |  |  | 5/12/2016 2:08:13 AM
764585 | EPA 420.1 | EPA 420.1 | AZDEQ_WPD |  |  |  | 2/7/2019 9:12:02 AM
744818 | EPA 420.4 | Phenols | 31ISC2RS_WQX | USEPA 420.4 - SENT OUT |  |  | 4/30/2018 10:12:51 AM
735976 | EPA 440.0 | Particulate Carbon/Nitrogen | 31ISC2RS_WQX |  |  |  | 6/12/2017 12:11:55 PM
757125 | EPA 440.0 with vapor | EPA 440.0 with vapor phase acidification | RTI |  |  |  | 5/23/2018 2:51:19 PM
743421 | EPA 445 | EPA 445 | AZDEQ_SW |  |  |  | 2/19/2019 9:22:02 AM
531089 | EPA 445 (FL-M) | EPA 445 (FL-M) | WQXTEST |  |  |  | 3/29/2018 10:50:07 AM
531085 | EPA 445 (FL-M) | EPA 445 (FL-M) | R4ATHENS_WQX | For more info contact US-EPA Region 4 Laboratory, Athens, Georgia (email: r4lims@epa.gov) |  |  | 3/29/2018 11:09:15 AM
565908 | EPA 5030/8021B | BTEX DISTINCTION | 21ARIZ_WQX |  |  |  | 5/12/2016 2:03:24 AM
762721 | EPA 5030/8021B | EPA 5030/8021B | AZDEQ_WPD |  |  |  | 9/24/2018 10:44:24 AM
741096 | EPA 504.1 | EPA 504.1 | AZDEQ_WPD |  |  |  | 2/7/2019 9:13:28 AM
565919 | EPA 504.1 | ETHYLENE DIBROMIDE-DBCP | 21ARIZ_WQX |  |  |  | 5/12/2016 1:33:44 AM
762714 | EPA 504.1 | EPA 504.1 | AZDEQ_SW |  |  |  | 9/28/2018 11:41:04 AM
764598 | EPA 515.4 | EPA 515.4 | AZDEQ_WPD |  |  |  | 2/7/2019 9:12:05 AM
732215 | EPA 515.4 | DETERMINATION OF CHLORINATED ACIDS IN DW BY L-L MICROEXTRACTION,DERIVATIZATION AND FAST GC-ECD | 21ARIZ_WQX |  |  |  | 5/12/2016 2:08:45 AM
257430 | EPA 5210B | Biological Oxygen Demand by EPA Standard Method 5210b | 21FLWQA_WQX |  |  |  | 9/20/2011 12:11:21 PM
742936 | EPA 522 | EPA 522 | AZDEQ_GW |  |  |  | 11/3/2017 10:18:28 AM
740904 | EPA 522 | EPA 522 | AZDEQ_WPD |  |  |  | 11/28/2018 1:17:16 AM
565528 | EPA 524.2 | EPA 524.2 | 21ARIZ_WQX |  |  |  | 5/12/2016 1:33:44 AM
742844 | EPA 524.2 | EPA 524.2 | AZDEQ_WPD |  |  |  | 9/24/2018 10:45:00 AM
458993 | EPA 524.2 | UNKOWN | SDDENR_WQX |  |  |  | 6/13/2014 3:50:59 PM
732211 | EPA 525.2 | UNKOWN | SDDENR_WQX |  |  |  | 4/21/2016 4:31:32 PM
274962 | EPA 600 | Algal Potential Growth | 21FLA_WQX |  |  |  | 5/12/2014 12:25:58 PM
532559 | EPA 600 | Algal Potential Growth | 21FLPNS_WQX |  |  |  | 5/30/2014 2:03:28 PM
262109 | EPA 600 | EPA 600/9-78-018 (mod.) - AGP Analysis | 21FLFTM_WQX |  |  |  | 6/20/2012 3:23:57 PM
110044 | EPA 600 | Algal Potential Growth | 21FLCEN_WQX |  |  |  | 8/20/2014 2:03:32 PM
110717 | EPA 600 | Algal Potential Growth | 21FLWQA_WQX |  |  |  | 11/19/2018 9:07:27 AM
586866 | EPA 600/4-90/027F | EPA 600/4-90/027F | DWH_SCRIBE1082 |  |  |  | 9/10/2011 5:23:34 PM
586867 | EPA 600/R-01/120 | EPA 600/R-01/120 | DWH_SCRIBE1082 |  |  |  | 9/10/2011 5:23:34 PM
565495 | EPA 601 | PURGEABLE HALOCARBONS, GC-HALL, P&T | 21ARIZ_WQX |  |  |  | 12/1/2015 12:31:44 PM
763856 | EPA 601/602 | EPA 601/602 | AZDEQ_SW |  |  |  | 11/21/2018 12:25:10 PM
764341 | EPA 6010 | EPA 6010 (180 day hold time) | 21FLGW_WQX |  |  |  | 11/29/2018 3:15:20 PM
522124 | EPA 6010 | Inductively Coupled Plasma - Atomic Emission Spectroscopy (ICP-AES) | R4ATHENS_WQX | Trace elements in solution by ICP AES. Refer to EPA R4 Analytical Support Branch Laboratory Operations and Quality Assurance Manual. Latest revisions for method EPA 600 are readily adopted. |  |  | 6/18/2018 2:53:27 PM
110153 | EPA 6010 | Magnesium | 21FLPDEM_WQX |  |  |  | 2/26/2018 3:30:27 PM
520986 | EPA 6010 | Inductively Coupled Plasma - Atomic Emission Spectroscopy (ICP-AES) | WQXTEST | Trace elements in solution by ICP AES. Refer to EPA R4 Analytical Support Branch Laboratory Operations and Quality Assurance Manual. Latest revisions for method EPA 600 are readily adopted. |  |  | 6/18/2018 2:41:36 PM
565917 | EPA 6010 | EPA 6010 | 21ARIZ_WQX |  |  |  | 11/25/2015 11:41:07 PM
740907 | EPA 6010B | EPA 6010B | AZDEQ_WPD |  |  |  | 10/12/2018 10:42:51 AM
742934 | EPA 6010B | EPA 6010B | AZDEQ_GW |  |  |  | 11/3/2017 10:18:00 AM
740942 | EPA 6010B | EPA 6010B | AZDEQ_SW |  |  |  | 2/15/2019 10:42:46 AM
110726 | EPA 6010B | Metals, total recoverable, in solid samples using ICP emission spectroscopy | 21FLWQA_WQX |  |  |  | 11/19/2018 9:08:07 AM
262103 | EPA 6010B | EPA 6010B | 21FLWQSP_WQX |  |  |  | 11/16/2018 2:11:02 PM
207691 | EPA 6010B | EPA 6010B | 21ARIZ_WQX |  |  |  | 5/12/2016 1:26:02 AM
110110 | EPA 6010C | EPA 6010C | 21FLGW_WQX |  |  |  | 1/12/2018 4:18:18 PM
763846 | EPA 6010C | EPA 6010C | 21FLWQSP_WQX |  |  |  | 11/16/2018 2:11:55 PM
262083 | EPA 6010C | EPA 6010C | 21FLCEN_WQX |  |  |  | 8/20/2014 2:32:14 PM
740912 | EPA 6010C | EPA 6010C | AZDEQ_WPD |  |  |  | 12/17/2018 5:33:03 PM
742929 | EPA 6010C | EPA 6010C | AZDEQ_GW |  |  |  | 11/3/2017 10:17:58 AM
532562 | EPA 6010C | EPA 6010C | 21FLPNS_WQX |  |  |  | 5/30/2014 2:09:35 PM
565494 | EPA 602 | VOLATILES | 21ARIZ_WQX |  |  |  | 12/1/2015 12:49:32 PM
763854 | EPA 602 | EPA 602 | AZDEQ_SW |  |  |  | 11/21/2018 12:17:24 PM
740966 | EPA 6020A | EPA 6020A | AZDEQ_SW |  |  |  | 2/15/2019 10:43:06 AM
561826 | EPA 6020A | INDUCTIVELY COUPLED PLASMA-MASS SPECTROMETRY | 21ARIZ_WQX |  |  |  | 5/12/2016 3:18:53 AM
757109 | EPA 603 | EPA 603 | AZDEQ_SW |  |  |  | 9/24/2018 10:32:51 AM
552059 | EPA 608 | Organochlorine Pesticides/PCB's, GC-ECD, XTN | 21ARIZ_WQX |  |  |  | 5/12/2016 3:23:55 AM
762708 | EPA 608 | EPA 608 | AZDEQ_SW |  |  |  | 1/11/2019 8:43:38 AM
744805 | EPA 624 | EPA 624 | AZDEQ_WPD |  |  |  | 2/7/2019 9:12:02 AM
762730 | EPA 624 | EPA 624 | AZDEQ_SW |  |  |  | 10/9/2018 9:18:41 AM
565594 | EPA 624 | Volatile Organics, GC/MS, P&T | 21ARIZ_WQX |  |  |  | 5/12/2016 2:08:12 AM
764597 | EPA 625 | EPA 625 | AZDEQ_WPD |  |  |  | 2/7/2019 9:12:05 AM
757107 | EPA 625 | EPA 625 | AZDEQ_SW |  |  |  | 10/9/2018 9:18:41 AM
565890 | EPA 625 | Semi-Volatile Organics, GC/MS, XTN | 21ARIZ_WQX |  |  |  | 5/12/2016 2:08:39 AM
565590 | EPA 7041 | EPA 7041 | 21ARIZ_WQX |  |  |  | 11/25/2015 1:58:40 PM
743474 | EPA 7196 | EPA 7196 | AZDEQ_WPD |  |  |  | 3/5/2018 8:19:28 AM
741457 | EPA 7421 | EPA 7421 | AZDEQ_SW |  |  |  | 9/20/2017 11:28:00 AM
742927 | EPA 7470A | EPA 7470A | AZDEQ_GW |  |  |  | 11/3/2017 10:17:58 AM
207693 | EPA 7470A | EPA 7470A | 21ARIZ_WQX |  |  |  | 5/12/2016 1:39:17 AM
743078 | EPA 7470A | EPA 7470A | AZDEQ_SW |  |  |  | 9/24/2018 10:38:35 AM
742848 | EPA 7470A | EPA 7470A | AZDEQ_WPD |  |  |  | 11/3/2017 10:11:56 AM
741426 | EPA 7471A | EPA 7471A | AZDEQ_SW |  |  |  | 2/15/2019 10:42:46 AM
261999 | EPA 7471A | MERCURY IN SOLID OR SEMISOLID WASTE | 21ARIZ_WQX |  |  |  | 5/12/2016 3:22:20 AM
109973 | EPA 7471A-UHL | Mercury in Solid or Semisolid Waste (UHL version) | 21IOWA_WQX | Similar to EPA 7471A, but incorporates the disgestion method |  |  | 12/19/2014 11:00:40 AM
565368 | EPA 7473 | EPA 7473 | WQXTEST | For more info contact US-EPA Region 4 Laboratory, Athens, Georgia (email: r4lims@epa.gov) |  |  | 6/18/2018 2:41:38 PM
741428 | EPA 7473 | EPA 7473 | AZDEQ_SW |  |  |  | 2/15/2019 10:43:07 AM
262014 | EPA 7473 | MERCURY IN SOLIDS (FISH TISSUE) | 21ARIZ_WQX |  |  |  | 5/12/2016 3:18:52 AM
564021 | EPA 7473 | METALS BY DMA | 21MSWQ_WQX |  |  |  | 11/16/2018 12:30:01 PM
565369 | EPA 7473 | EPA 7473 | R4ATHENS_WQX | For more info contact US-EPA Region 4 Laboratory, Athens, Georgia (email: r4lims@epa.gov) |  |  | 6/18/2018 2:53:28 PM
740969 | EPA 7474 | EPA 7474 | AZDEQ_SW |  |  |  | 2/15/2019 10:43:06 AM
555493 | EPA 7474 | MERCURY IN SEDIMENT | 21ARIZ_WQX |  |  |  | 5/12/2016 3:17:34 AM
564883 | EPA 8011 | 1,2-DIBROMOETHANE AND 1,2-DIBROMO-3-CHLOROPROPANE BYMICROEXT | 21ARIZ_WQX |  |  |  | 5/12/2016 2:27:34 AM
762717 | EPA 8015 | EPA 8015 | AZDEQ_WPD |  |  |  | 9/24/2018 10:42:45 AM
565530 | EPA 8015 | NON-HALOGENATED VOLATILE ORGANICS | 21ARIZ_WQX |  |  |  | 12/1/2015 12:24:18 PM
565817 | EPA 8015B | VOLATILE FUEL HYDROCARBONS | 21ARIZ_WQX |  |  |  | 12/1/2015 12:23:09 PM
742846 | EPA 8015D | EPA 8015D | AZDEQ_WPD |  |  |  | 11/3/2017 10:09:18 AM
565922 | EPA 8015D | NONHALOGENATED ORGANICS USING GC/FID | 21ARIZ_WQX |  |  |  | 5/12/2016 1:26:12 AM
565588 | EPA 8015M | NON-HALOGENATED VOLATILE ORGANICS - MODIFIED | 21ARIZ_WQX |  |  |  | 11/25/2015 5:18:01 PM
742616 | EPA 8021B | EPA 8021B | AZDEQ_WPD |  |  |  | 9/24/2018 10:44:59 AM
565910 | EPA 8021B | EPA 8021B | 21ARIZ_WQX |  |  |  | 11/25/2015 5:16:07 PM
763855 | EPA 8021B | EPA 8021B | AZDEQ_SW |  |  |  | 11/21/2018 12:20:11 PM
565471 | EPA 8081 | EPA 8081 | R4ATHENS_WQX | For more info contact US-EPA Region 4 Laboratory, Athens, Georgia (email: r4lims@epa.gov) |  |  | 11/4/2016 9:17:02 AM
533066 | EPA 8081 | EPA 8081 | 21FLWQA_WQX |  |  |  | 11/19/2018 9:07:59 AM
525270 | EPA 8081 | EPA 8081 | 21FLTPA_WQX |  |  |  | 3/12/2014 8:30:56 AM
565469 | EPA 8081 | EPA 8081 | WQXTEST | For more info contact US-EPA Region 4 Laboratory, Athens, Georgia (email: r4lims@epa.gov) |  |  | 11/4/2016 8:33:58 AM
110725 | EPA 8081/8082 | EPA 8081/8082 | 21FLWQA_WQX |  |  |  | 11/19/2018 9:08:09 AM
262086 | EPA 8081/8082 | EPA 8081/8082 | 21FLCEN_WQX |  |  |  | 8/20/2014 2:32:15 PM
257448 | EPA 8081/8082 | ORGANOCHLORINE PESTICIDES IN SEDIMENT MATRICES BY GC/ECD | 21FLGW_WQX |  |  |  | 12/12/2013 7:59:37 AM
565472 | EPA 8082 | EPA 8082 | R4ATHENS_WQX | For more info contact US-EPA Region 4 Laboratory, Athens, Georgia (email: r4lims@epa.gov) |  |  | 6/18/2018 2:53:27 PM
565468 | EPA 8082 | EPA 8082 | WQXTEST | For more info contact US-EPA Region 4 Laboratory, Athens, Georgia (email: r4lims@epa.gov) |  |  | 6/18/2018 2:41:36 PM
533070 | EPA 8082 | AROCHLORS (PCBs) | 21MSWQ_WQX |  |  |  | 11/16/2018 12:30:02 PM
763843 | EPA 8141 | EPA 8141 | 21FLWQSP_WQX |  |  |  | 11/16/2018 2:08:29 PM
533067 | EPA 8141 | EPA 8141 | 21FLWQA_WQX |  |  |  | 11/19/2018 9:07:59 AM
732844 | EPA 8151 | EPA 8151 | WQXTEST | For more info contact US-EPA Region 4 Laboratory, Athens, Georgia (email: r4lims@epa.gov) |  |  | 11/4/2016 8:33:58 AM
732842 | EPA 8151 | EPA 8151 | R4ATHENS_WQX | For more info contact US-EPA Region 4 Laboratory, Athens, Georgia (email: r4lims@epa.gov) |  |  | 11/4/2016 9:17:02 AM
764386 | EPA 8151 | EPA 8151 | AZDEQ_SW |  |  |  | 1/4/2019 7:12:47 PM
565924 | EPA 8151 | EPA 8151 | 21ARIZ_WQX |  |  |  | 12/1/2015 3:22:50 PM
764387 | EPA 8151A | EPA 8151A | AZDEQ_SW |  |  |  | 1/4/2019 7:12:58 PM
586868 | EPA 821/R-02-014 | EPA 821/R-02-014 | DWH_SCRIBE1082 |  |  |  | 9/10/2011 5:23:34 PM
565574 | EPA 8260 | VOLATILE ORGANICS | 21ARIZ_WQX |  |  |  | 5/12/2016 1:33:01 AM
762712 | EPA 8260 | EPA 8260 | AZDEQ_GW |  |  |  | 9/27/2018 8:00:42 PM
742842 | EPA 8260 | EPA 8260 | AZDEQ_WPD |  |  |  | 9/24/2018 10:48:06 AM
762711 | EPA 8260A | EPA 8260A | AZDEQ_GW |  |  |  | 9/27/2018 8:00:42 PM
740899 | EPA 8260B | EPA 8260B | AZDEQ_WPD |  |  |  | 2/26/2019 9:34:45 AM
741393 | EPA 8260B | EPA 8260B | AZDEQ_GW |  |  |  | 11/30/2018 10:05:00 AM
132878 | EPA 8260B | VOLATILE ORGANIC COMPOUNDS BY GC/MS | 21ARIZ_WQX |  |  |  | 5/12/2016 1:23:00 AM
757108 | EPA 8260B | EPA 8260B | AZDEQ_SW |  |  |  | 10/9/2018 9:18:41 AM
565925 | EPA 8260B SIM | EPA 8260B SIM | 21ARIZ_WQX |  |  |  | 11/30/2015 4:39:17 PM
762513 | EPA 8260B SIM | EPA 8260B SIM | AZDEQ_WPD |  |  |  | 6/29/2018 10:20:12 AM
740906 | EPA 8260C | EPA 8260C | AZDEQ_WPD |  |  |  | 3/27/2018 12:29:39 PM
732846 | EPA 8260C | EPA 8260C | WQXTEST | For more info contact US-EPA Region 4 Laboratory, Athens, Georgia (email: r4lims@epa.gov) |  |  | 11/4/2016 8:33:57 AM
741391 | EPA 8260C | EPA 8260C | AZDEQ_GW |  |  |  | 11/3/2017 9:10:48 AM
732841 | EPA 8260C | EPA 8260C | R4ATHENS_WQX | For more info contact US-EPA Region 4 Laboratory, Athens, Georgia (email: r4lims@epa.gov) |  |  | 11/4/2016 9:17:01 AM
742605 | EPA 8270 | EPA 8270 | WQXTEST |  |  |  | 10/29/2017 4:32:58 PM
565607 | EPA 8270 | SEMI-VOLATILE ORGANICS | 21ARIZ_WQX |  |  |  | 5/12/2016 2:20:28 AM
763880 | EPA 8270 | EPA 8270 | 21FLGW_WQX |  |  |  | 11/29/2018 3:15:19 PM
763870 | EPA 8270 | EPA 8270 | 21FLA_WQX |  |  |  | 11/29/2018 12:00:19 PM
743476 | EPA 8270 | EPA 8270 | AZDEQ_WPD |  |  |  | 10/12/2018 10:42:50 AM
565609 | EPA 8270 MODIFIED | SEMI-VOLATILE ORGANICS | 21ARIZ_WQX |  |  |  | 11/25/2015 1:59:39 PM
742841 | EPA 8270 SIM | EPA 8270 SIM | AZDEQ_WPD |  |  |  | 2/13/2019 6:29:15 PM
565912 | EPA 8270 SIM | SELECTED ION MONITORING- SEE SEC. 7.5.5 OF 8270D | 21ARIZ_WQX |  |  |  | 5/12/2016 1:23:38 AM
132877 | EPA 8270C | SEMI-VOLATILE ORGANICS BY GC/MS | 21ARIZ_WQX |  |  |  | 5/12/2016 1:33:44 AM
742845 | EPA 8270C | EPA 8270C | AZDEQ_WPD |  |  |  | 2/7/2019 9:13:28 AM
110727 | EPA 8270C | Semivolatile Organic Compounds by (GC/MS) | 21FLWQA_WQX |  |  |  | 11/19/2018 9:08:08 AM
742935 | EPA 8270C | EPA 8270C | AZDEQ_GW |  |  |  | 11/3/2017 10:18:25 AM
762732 | EPA 8270C | EPA 8270C | AZDEQ_SW |  |  |  | 10/9/2018 9:18:41 AM
262102 | EPA 8270C | EPA 8270C | 21FLWQSP_WQX |  |  |  | 11/16/2018 2:14:59 PM
565377 | EPA 8270D | EPA 8270D | WQXTEST | For more info contact US-EPA Region 4 Laboratory, Athens, Georgia (email: r4lims@epa.gov) |  |  | 6/18/2018 2:41:36 PM
565378 | EPA 8270D | EPA 8270D | R4ATHENS_WQX | For more info contact US-EPA Region 4 Laboratory, Athens, Georgia (email: r4lims@epa.gov) |  |  | 6/18/2018 2:53:27 PM
533064 | EPA 8270D | EPA 8270D | 21FLWPB_WQX |  |  |  | 11/20/2018 10:29:53 AM
532292 | EPA 8270D | EPA 8270D | 21FLWQA_WQX |  |  |  | 11/19/2018 9:07:25 AM
257488 | EPA 8270D | EPA 8270D | 21FLGW_WQX |  |  |  | 1/12/2018 4:18:30 PM
262085 | EPA 8270D | EPA 8270D | 21FLCEN_WQX |  |  |  | 11/22/2016 3:21:51 PM
532561 | EPA 8270D | EPA 8270D | 21FLPNS_WQX |  |  |  | 11/23/2016 9:57:39 AM
530126 | EPA 8270D | EPA 8270D | 21FLTPA_WQX |  |  |  | 9/15/2014 10:46:28 AM
764400 | EPA 8270D | EPA 8270D | 21FLGWMS_WQX |  |  |  | 12/7/2018 3:10:11 PM
764468 | EPA 8270D | EPA 8270D | 21FLTLHR_WQX |  |  |  | 12/13/2018 2:26:08 PM
763844 | EPA 8270D | EPA 8270D | 21FLWQSP_WQX |  |  |  | 11/16/2018 2:08:29 PM
532285 | EPA 8270D | EPA 8270D | 21FLFTM_WQX |  |  |  | 1/16/2018 2:40:02 PM
732845 | EPA 8270D (modified) | EPA 8270D (modified) | WQXTEST | For more info contact US-EPA Region 4 Laboratory, Athens, Georgia (email: r4lims@epa.gov) |  |  | 6/18/2018 2:41:36 PM
732843 | EPA 8270D (modified) | EPA 8270D (modified) | R4ATHENS_WQX | For more info contact US-EPA Region 4 Laboratory, Athens, Georgia (email: r4lims@epa.gov) |  |  | 6/18/2018 2:53:27 PM
764340 | EPA 8276 | EPA 8276 | 21FLGW_WQX |  |  |  | 11/29/2018 3:15:20 PM
763871 | EPA 8276 | EPA 8276 | 21FLA_WQX |  |  |  | 11/29/2018 12:00:20 PM
763847 | EPA 8276 | EPA 8276 | 21FLWQA_WQX |  |  |  | 11/19/2018 9:07:25 AM
763857 | EPA 8276 | Toxaphene and congmers by GCMS | 21FLWPB_WQX |  |  |  | 11/20/2018 10:30:07 AM
742606 | EPA 8276 | EPA 8276 | WQXTEST |  |  |  | 10/29/2017 4:33:13 PM
565608 | EPA 8310 | POLYNUCLEAR AROMATIC HYDROCARBONS | 21ARIZ_WQX |  |  |  | 5/12/2016 2:18:30 AM
742851 | EPA 8310 | EPA 8310 | AZDEQ_WPD |  |  |  | 9/24/2018 10:42:56 AM
532560 | EPA 8321 | EPA 8321-Herbicides | 21FLPNS_WQX |  |  |  | 11/23/2016 9:57:48 AM
550822 | EPA 8321 | Non-Volatile compunds by HPLC modified for Sucralose | 21FLA_WQX |  |  |  | 5/14/2014 9:47:44 AM
531171 | EPA 8321 | Non-Volatile compunds by HPLC | 21FLCEN_WQX |  |  |  | 11/22/2016 3:21:51 PM
532290 | EPA 8321 | Non-Volatile compunds by HPLC | 21FLWQA_WQX |  |  |  | 11/19/2018 9:09:41 AM
764402 | EPA 8321 | EPA 8321 | 21FLGWMS_WQX |  |  |  | 12/7/2018 3:10:12 PM
532289 | EPA 8321 | Non-Volatile compunds by HPLC | 21FLWPB_WQX |  |  |  | 11/20/2018 9:15:01 AM
531169 | EPA 8321 | Non-Volatile compunds by HPLC | 21FLWQSP_WQX |  |  |  | 11/16/2018 2:08:36 PM
530129 | EPA 8321 | DEP SOP: LC-001-2 | 21FLTPA_WQX |  |  |  | 9/15/2014 10:46:29 AM
532287 | EPA 8321 | Non-Volatile Compounds by HPLC | 21FLFTM_WQX |  |  |  | 11/29/2016 10:52:24 AM
733203 | EPA 8321B | EPA 8321B | 21FLCEN_WQX | EPA 8321B - Sucralose |  |  | 11/22/2016 3:21:52 PM
733210 | EPA 8321B | Sucralose | 21FLPNS_WQX |  |  |  | 11/23/2016 9:58:14 AM
733306 | EPA 8321B | Detection of chlorinated phenoxyacid compounds by HPLC | 21FLWPB_WQX |  |  |  | 11/20/2018 10:29:39 AM
763842 | EPA 8321B | Sucralose | 21FLWQSP_WQX | EPA 8321B - Sucralose |  |  | 11/16/2018 2:08:28 PM
763859 | EPA 8321B | EPA 8321B | 21FLTPA_WQX |  |  |  | 11/20/2018 2:04:12 PM
764403 | EPA 8321B | EPA 8321B | 21FLGWMS_WQX |  |  |  | 12/7/2018 3:10:12 PM
764467 | EPA 8321B | EPA 8321B | 21FLTLHR_WQX |  |  |  | 12/13/2018 2:25:59 PM
733223 | EPA 8321B | EPA 8321B | 21FLFTM_WQX |  |  |  | 1/16/2018 2:39:36 PM
733215 | EPA 8321B | Glyplosate (roundup) | 21FLWQA_WQX |  |  |  | 11/19/2018 9:07:20 AM
733217 | EPA 8321B | Analysis of Sucralose in water matrices by HPLC/MS/MS | 21FLGW_WQX |  |  |  | 1/12/2018 4:18:30 PM
507015 | EPA 8321B (MOD) | DEP SOP: LC-001-2 (based on EPA 8321B) - Analysis of sucralose in water matrices by HPLC/MS/MS | 21FLGW_WQX | Analysis of sucralose in water matrices by HPLC/MS/MS |  |  | 11/29/2016 8:58:27 AM
565634 | EPA 8330 | NITROAROMATICS AND NITRAMINES BY HPLC (SEPT 94) | 21ARIZ_WQX |  |  |  | 11/25/2015 11:33:10 PM
218044 | EPA 900 | ALPHA, GROSS | 21ARIZ_WQX |  |  |  | 5/12/2016 3:29:09 AM
762677 | EPA 900 | EPA 900 | AZDEQ_SW |  |  |  | 9/24/2018 10:35:25 AM
764586 | EPA 900.0 | EPA 900.0 | AZDEQ_WPD |  |  |  | 2/7/2019 9:12:02 AM
217432 | EPA 900.0 | BETA, GROSS | 21ARIZ_WQX |  |  |  | 5/12/2016 2:08:12 AM
741073 | EPA 900.0 | EPA 900.0 | AZDEQ_SW |  |  |  | 8/15/2017 10:02:28 AM
742884 | EPA 900.0 | EPA 900.0 | AZDEQ_GW |  |  |  | 11/3/2017 10:17:46 AM
744807 | EPA 9010 | EPA 9010 | AZDEQ_WPD |  |  |  | 4/30/2018 10:08:09 AM
261859 | EPA 9020 | EPA 9020 | 21ARIZ_WQX |  |  |  | 5/12/2016 3:27:57 AM
741450 | EPA 9020 | EPA 9020 | AZDEQ_SW |  |  |  | 9/20/2017 11:24:23 AM
564787 | EPA 903.1 | UNKOWN | SDDENR_WQX |  |  |  | 4/5/2018 4:56:33 PM
564788 | EPA 904.0 | UNKOWN | SDDENR_WQX |  |  |  | 4/5/2018 4:56:33 PM
736095 | EPA 905-R-05-001 | Sampling and Analytical Procedures for BLNPO's Open Water Quality Survey of the Great Lakes | NJDEP_DSREH |  |  |  | 7/28/2017 4:48:16 PM
552358 | EPA 9050 | EPA 9050 | 21ARIZ_WQX |  |  |  | 5/12/2016 3:23:13 AM
564958 | EPA 913.0 | TOTAL RADON IN WATER | 21ARIZ_WQX |  |  |  | 5/12/2016 2:05:17 AM
742855 | EPA 913.0 | EPA 913.0 | AZDEQ_GW |  |  |  | 11/3/2017 10:17:42 AM
257431 | EPA 9222B | Total Coliform determination by EPA Method Standard Method 9222B | 21FLWQA_WQX |  |  |  | 9/20/2011 12:11:21 PM
257436 | EPA 9222D | Fecal Coliform determination by EPA Method Standard Method 9222D | 21FLWQA_WQX |  |  |  | 9/20/2011 12:11:22 PM
741492 | EPA M 1631 | EPA M 1631 | AZDEQ_SW |  |  |  | 10/9/2017 4:42:05 PM
565913 | EPA M2340B | EPA M2340B | 21ARIZ_WQX |  |  |  | 11/25/2015 11:33:04 PM
757119 | EPA Method 445.0 | EPA Method 445.0 | RTI |  |  |  | 5/23/2018 1:38:00 PM
757168 | EPA Method 445.0-Mod | EPA Method 445.0 modified version | RTI | EPA Method 445.0 modified version |  |  | 5/23/2018 1:38:03 PM
5058 | EPA RBP (INVERTS) | Benthic Macroinvertebrate RBP, single habitat, 1m kick net | USEPA | EPA RBP (Inverts) ~ EPA-OW ; Benthic Macroinvertebrate RBP, single habitat, 1m kick net |  | https://www.nemi.gov/methods/method_summary/9500/ | 7/31/2013 12:00:00 AM
274939 | EPA SW846 3510C | Caffeine by Separatory Funnel Liquid-Liquid Extraction | MNPCA |  |  |  | 7/11/2013 8:47:59 AM
732609 | EPA Volunteer | EPA Volunteer | INSTOR_WQX |  |  |  | 5/2/2018 11:46:25 AM
586864 | EPA-823-B-98-005(98) | 48 Hour Survival EPA-823-B-98-005 (1998) | DWH_SCRIBE1082 |  |  |  | 9/10/2011 5:23:34 PM
586874 | EPA.R5/6LC | EPA.R5/6LC | DWH_SCRIBE1082 |  |  |  | 9/10/2011 5:23:34 PM
586869 | EPA/600-94/025 | EPA/600-94/025 | DWH_SCRIBE1082 |  |  |  | 9/10/2011 5:23:34 PM
763091 | EPA/600/R-92/111 | EPA/600/R-92/111 | OREGONDEQ | Used for fish/invertebrate characteristics (age, sex, percent survival) for EMAP/REMAP/CEMAP projects |  |  | 2/8/2019 4:01:53 PM
764549 | EPA/600/R-94/02 | EPA/600/R-94/02 | OREGONDEQ | Used for EMAP/REMAP/CEMAP: EPA amphipod test method |  |  | 1/14/2019 2:08:39 PM
763090 | EPA/620/R-01/003 | EPA/620/R-01/003 | OREGONDEQ | Used for sample depth, salinity, temperature, dissolved oxygen, pH, and Photosynthetically active radiation for EMAP/REMAP/CEMAP projects |  |  | 1/25/2019 8:58:34 PM
19325 | EPA/620/R-01/003-LA | EPA/620/R-01/003 Light Attenuation | 21DELAWQ_WQX | A LI-COR LI-1400 PAR (photosynthetically active radiation) meter is used to collect a verticle profile of light attenuation measurement at specified depth measurement. |  |  | 7/16/2008 11:00:49 AM
19332 | EPA/620/R-01/003-SD | EPA/620/R-01/003 Secchi Depth | 31DELRBC_WQX | The Secchi disk with calibrated tether is used to give a measurement of the transparency of the water column also call Secchi depth. |  |  | 2/19/2019 4:16:25 PM
19301 | EPA/620/R-01/003-SD | EPA/620/R-01/003 Secchi Depth | 21DELAWQ_WQX | The Secchi disk with calibrated tether is used to give a measurement of the transparency of the water column also call Secchi depth. |  |  | 2/5/2019 9:47:17 AM
736094 | EPA/620/R-95/008 | EMAP Section 3 Benthic Macroinvertebrate Methods Macroinvertebrate Community Assessment | NJDEP_DSREH |  |  |  | 8/1/2017 3:49:11 PM
586863 | EPA/821/R-02-012(02) | 48 Hour Survival - EPA/821/R-02-012 (2002) | DWH_SCRIBE1082 |  |  |  | 9/10/2011 5:23:34 PM
730195 | EPA0NPS_NPS_HAS_M832 | EPA/NPS-HAS Pesticides in Water by Liquid Chromatography Mass Spectrometry Using Modified EPA 8321A | 11NPSWRD_WQX | For the EPA/NPS Human Activities Scan program, pesticides in water were measured by liquid chromatography mass spectrometry (LCMS) using modified procedures from EPA 8321A with the instrument set in either the positive (+) or negative (-) mode. Unknown; 19--; No Cite - Method Not Cited; Unknown; Vol-- |  |  | 3/7/2016 3:12:12 PM
730196 | EPA0NPS_NPS_HAS_N169 | EPA/NPS-EC PPCPs in Water by Liquid Chromatography Mass Spectrometry Using EPA 1694, Negative Mode | 11NPSWRD_WQX | For the EPA/NPS Human Activities Scan program, pharmaceuticals and personal care products (PPCPs) in water were measured by liquid chromatography mass spectrometry (LCMS) using procedures outlined in EPA 1694 with the instrument set in the negative (-) mode. Unknown; 19--; No Cite - Method Not Cited; Unknown; Vol -- |  |  | 3/7/2016 3:12:20 PM
730194 | EPA0NPS_NPS_HAS_P169 | EPA/NPS-HAS PPCPs in Water by Liquid Chromatography Mass Spectrometry Using EPA 1694, Positive Mode | 11NPSWRD_WQX | For the EPA/NPS Human Activities Scan program, pharmaceuticals and personal care products (PPCPs) in water were measured by liquid chromatography mass spectrometry (LCMS) using procedures outlined in EPA 1694 with the instrument set in the positive (+) mode. Unknown; 19--; No Cite - Method Not Cited; Unknown; Vol -- |  |  | 3/7/2016 3:11:53 PM
530141 | EPA100.1 | Sample Depth | 21FLORL_WQX |  |  |  | 6/2/2014 2:38:56 PM
764561 | EPA100.1 | Sample Depth | 21FLALTA_WQX |  |  |  | 1/24/2019 10:09:20 AM
507962 | EPA110.2 | EPA110.2 | 21FLSFWM_WQX |  |  |  | 1/30/2019 3:16:39 PM
507953 | EPA160.2 | EPA160.2 | 21FLSFWM_WQX |  |  |  | 1/30/2019 3:16:27 PM
507950 | EPA160.4 | EPA160.4 | 21FLSFWM_WQX |  |  |  | 1/31/2019 9:16:55 AM
730159 | EPA1600 | EPA1600 | CABEACH_WQX | EPA1600 |  |  | 3/24/2016 3:59:04 PM
730164 | EPA1603 | EPA1603 | CABEACH_WQX | EPA1603 |  |  | 3/24/2016 5:53:38 PM
551306 | EPA1630 | USEPA;1998;Method 1630: Methyl Mercury | MDEDAT01_WQX | 1630 |  |  | 9/6/2017 9:54:53 AM
540101 | EPA1630MGC/CVAF | EPA1630MGC/CVAF | 21FLSFWM_WQX |  |  |  | 3/31/2014 11:17:07 AM
508177 | EPA1630MOD. | EPA1630MOD. | 21FLSFWM_WQX |  |  |  | 3/28/2014 9:31:44 AM
764489 | EPA1630MOD.GC/C | EPA1630MOD.GC/C | 21FLSFWM_WQX |  |  |  | 1/30/2019 10:46:47 AM
540096 | EPA1630MODGC/CV | EPA1630MODGC/CV | 21FLSFWM_WQX |  |  |  | 1/30/2019 3:16:13 PM
551305 | EPA1631 | USEPA;1999;Method 1631, rev B: Mercury | MDEDAT01_WQX | 1631, rev B |  |  | 9/6/2017 9:54:53 AM
508176 | EPA1631 | EPA1631 | 21FLSFWM_WQX |  |  |  | 1/31/2019 9:16:54 AM
564939 | EPA1991 | EPA1991 | ASPECT_WQX | EPA/821/R-91-100. Draft Analytical Method for Determination of Acid Volatile Sulfide in Sediment |  |  | 5/7/2015 1:49:05 PM
507951 | EPA200.7 | EPA200.7 | 21FLSFWM_WQX |  |  |  | 1/30/2019 3:17:29 PM
109637 | EPA200.7 | Metals Analysis | 21FLORAN_WQX |  |  |  | 5/5/2016 3:56:55 PM
507977 | EPA200.8 | EPA200.8 | 21FLSFWM_WQX |  |  |  | 1/30/2019 3:17:29 PM
109638 | EPA200.8 | Metals in Water by ICP/MS | 21FLORAN_WQX |  |  |  | 5/5/2016 3:56:56 PM
508412 | EPA200.8(AS) | EPA200.8(AS) | 21FLSFWM_WQX |  |  |  | 9/17/2012 1:17:41 PM
508417 | EPA200.8(CD) | EPA200.8(CD) | 21FLSFWM_WQX |  |  |  | 9/17/2012 1:17:41 PM
508413 | EPA200.8(CR) | EPA200.8(CR) | 21FLSFWM_WQX |  |  |  | 9/17/2012 1:17:41 PM
508415 | EPA200.8(CU) | EPA200.8(CU) | 21FLSFWM_WQX |  |  |  | 9/17/2012 1:17:41 PM
508423 | EPA200.8(MN) | EPA200.8(MN) | 21FLSFWM_WQX |  |  |  | 9/17/2012 1:24:42 PM
508419 | EPA200.8(PB) | EPA200.8(PB) | 21FLSFWM_WQX |  |  |  | 9/17/2012 1:17:41 PM
508421 | EPA200.8(ZN) | EPA200.8(ZN) | 21FLSFWM_WQX |  |  |  | 9/17/2012 1:17:41 PM
109639 | EPA300.0 | Inorganic Anions by Ion Chromatography | 21FLORAN_WQX |  |  |  | 10/20/2010 8:12:13 AM
764438 | EPA300.0 | Inorganic Anions by Ion Chromatography | 21FLKISS_WQX |  |  |  | 12/12/2018 12:36:19 PM
507937 | EPA300.0 | EPA300.0 | 21FLSFWM_WQX |  |  |  | 1/30/2019 3:15:52 PM
507955 | EPA350.1 | EPA350.1 | 21FLSFWM_WQX |  |  |  | 1/30/2019 3:16:27 PM
508398 | EPA350.1NODISTI | EPA350.1NODISTI | 21FLSFWM_WQX |  |  |  | 9/17/2012 1:17:07 PM
507938 | EPA351.2 | EPA351.2 | 21FLSFWM_WQX |  |  |  | 1/30/2019 3:15:52 PM
507952 | EPA353.2(NOX(N) | EPA353.2(NOX(N) | 21FLSFWM_WQX |  |  |  | 1/30/2019 3:16:26 PM
507954 | EPA365.1(OPO4) | EPA365.1(OPO4) | 21FLSFWM_WQX |  |  |  | 1/30/2019 3:16:26 PM
507961 | EPA365.1(TP) | EPA365.1(TP) | 21FLSFWM_WQX |  |  |  | 1/30/2019 3:16:27 PM
508424 | EPA365.3(TP) | EPA365.3(TP) | 21FLSFWM_WQX |  |  |  | 9/17/2012 1:19:21 PM
508409 | EPA375.4 | EPA375.4 | 21FLSFWM_WQX |  |  |  | 9/17/2012 1:17:23 PM
508425 | EPA405.1 | EPA405.1 | 21FLSFWM_WQX |  |  |  | 9/17/2012 1:24:15 PM
508191 | EPA445.0 | EPA445.0 | 21FLSFWM_WQX |  |  |  | 9/18/2012 8:41:26 AM
507943 | EPA447.0 | EPA447.0 | 21FLSFWM_WQX |  |  |  | 1/31/2019 9:16:55 AM
108553 | EPA600/8-78-017p.124 | Fecal Coliform Analysis by Membrane Filtration - Single-Step | NJHDG |  |  |  | 11/29/2018 2:16:51 PM
274961 | EPA600/9-78-018 | EPA 600/9-78-018 (mod.) Potential algal growth determination | 21FLA_WQX |  |  |  | 5/14/2014 9:45:49 AM
586870 | EPA600/R-01/120 | EPA600/R-01/120 | DWH_SCRIBE1082 |  |  |  | 9/10/2011 5:23:34 PM
505746 | EPA603 MODIFIED | EPA 603 modified with use of MS for detector | HI301H_WQX |  |  |  | 7/19/2012 9:39:20 PM
505314 | EPA603 MODIFIED | EPA 603 modified with use of MS for detector | TESTGCSWQX |  |  |  | 7/9/2012 9:22:24 PM
764491 | EPA8081 | EPA8081 | 21FLSFWM_WQX |  |  |  | 1/30/2019 10:49:48 AM
507948 | EPA8321 | EPA8321 | 21FLSFWM_WQX |  |  |  | 3/31/2014 11:09:24 AM
731464 | EPA8321A | UNKOWN | SDDENR_WQX |  |  |  | 2/27/2018 5:39:05 PM
530105 | EPA8NPS_NPS_3P_1694N | EPA/NPS-EC PPCPs in Water by Liquid Chromatography Mass Spectrometry Using EPA 1694, Negative Mode | 11NPSWRD_WQX | For the EPA/NPS Emerging Contaminants program, pharmaceuticals and personal care products (PPCPs) in water were measured by liquid chromatography mass spectrometry (LCMS) using procedures outlined in EPA 1694 with the instrument set in the negative (-) mode. National Park Service-Water Resources Division and Inventory & Monitoring Program; 2012; Quality Assurance Project Plan for Surface Water Sampling for Pesticides, Pharmaceuticals, Personal Care Products, Waste Indicators in the National Park Service's Northern Colorado Plateau, Southern Colorado Plateau, Sierra Nevada, Sonoran Desert and Southern Plains Inventory and Monitoring Networks; National Park Service-Water Resources Division and Inventory & Monitoring Program, Fort Collins, CO; 27 pp. |  |  | 6/10/2016 7:42:44 PM
530102 | EPA8NPS_NPS_3P_1694P | EPA/NPS-EC PPCPs in Water by Liquid Chromatography Mass Spectrometry Using EPA 1694, Positive Mode | 11NPSWRD_WQX | For the EPA/NPS Emerging Contaminants program, pharmaceuticals and personal care products (PPCPs) in water were measured by liquid chromatography mass spectrometry (LCMS) using procedures outlined in EPA 1694 with the instrument set in the positive (+) mode. National Park Service-Water Resources Division and Inventory & Monitoring Program; 2012; Quality Assurance Project Plan for Surface Water Sampling for Pesticides, Pharmaceuticals, Personal Care Products, Waste Indicators in the National Park Service's Northern Colorado Plateau, Southern Colorado Plateau, Sierra Nevada, Sonoran Desert and Southern Plains Inventory and Monitoring Networks; National Park Service-Water Resources Division and Inventory & Monitoring Program, Fort Collins, CO; 27 pp. |  |  | 6/10/2016 7:42:44 PM
551301 | EPA8NPS_NPS_3P_M8321 | EPA/NPS-EC Pesticides in Water by Liquid Chromatography Mass Spectrometry Using Modified EPA 8321A | 11NPSWRD_WQX | For the EPA/NPS Emerging Contaminants program, pesticides in water were measured by liquid chromatography mass spectrometry (LCMS) using modified procedures from EPA 8321A with the instrument set in either the positive (+) or negative (-) mode. National Park Service-Water Resources Division and Inventory & Monitoring Program; 2012; Quality Assurance Project Plan for Surface Water Sampling for Pesticides, Pharmaceuticals, Personal Care Products, Waste Indicators in the National Park Service's Northern Colorado Plateau, Southern Colorado Plateau, Sierra Nevada, Sonoran Desert and Southern Plains Inventory and Monitoring Networks; National Park Service-Water Resources Division and Inventory & Monitoring Program, Fort Collins, CO; 27 pp. |  |  | 6/10/2016 7:42:44 PM
530098 | EPA8NPS_NPS_3P_MOD83 | EPA/NPS-EC Pesticides in Water by Liquid Chromatography Mass Spectrometry Using Modified EPA 8321A | 11NPSWRD_WQX | For the EPA/NPS Emerging Contaminants program, pesticides in water were measured by liquid chromatography mass spectrometry (LCMS) using modified procedures from EPA 8321A with the instrument set in either the positive (+) or negative (-) mode. National Park Service-Water Resources Division and Inventory & Monitoring Program; 2012; Quality Assurance Project Plan for Surface Water Sampling for Pesticides, Pharmaceuticals, Personal Care Products, Waste Indicators in the National Park Service's Northern Colorado Plateau, Southern Colorado Plateau, Sierra Nevada, Sonoran Desert and Southern Plains Inventory and Monitoring Networks; National Park Service-Water Resources Division and Inventory & Monitoring Program, Fort Collins, CO; 27 pp. |  |  | 4/26/2013 3:48:47 PM
551303 | EPA8NPS_NPS_3P_NVWI | EPA/NPS-EC Non-Volatile Waste Indicators in Water by Gas Chromatography-Mass Spectrometry | 11NPSWRD_WQX | For the EPA/NPS Emerging Contaminants program, non-volatile waste indicators in water were measured by gas chromatography-mass spectrometry (GCMS). Method number or EPA Region 8 Laboratory Standard Operation Procedure (SOP) was not specified. National Park Service-Water Resources Division and Inventory & Monitoring Program; 2012; Quality Assurance Project Plan for Surface Water Sampling for Pesticides, Pharmaceuticals, Personal Care Products, Waste Indicators in the National Park Service's Northern Colorado Plateau, Southern Colorado Plateau, Sierra Nevada, Sonoran Desert and Southern Plains Inventory and Monitoring Networks; National Park Service-Water Resources Division and Inventory & Monitoring Program, Fort Collins, CO; 27 pp. |  |  | 6/10/2016 7:17:32 PM
530099 | EPA8NPS_NPS_3P_NVWIG | EPA/NPS-EC Non-Volatile Waste Indicators in Water by Gas Chromatography-Mass Spectrometry | 11NPSWRD_WQX | For the EPA/NPS Emerging Contaminants program, non-volatile waste indicators in water were measured by gas chromatography-mass spectrometry (GCMS). Method number or EPA Region 8 Laboratory Standard Operation Procedure (SOP) was not specified. National Park Service-Water Resources Division and Inventory & Monitoring Program; 2012; Quality Assurance Project Plan for Surface Water Sampling for Pesticides, Pharmaceuticals, Personal Care Products, Waste Indicators in the National Park Service's Northern Colorado Plateau, Southern Colorado Plateau, Sierra Nevada, Sonoran Desert and Southern Plains Inventory and Monitoring Networks; National Park Service-Water Resources Division and Inventory & Monitoring Program, Fort Collins, CO; 27 pp. |  |  | 4/26/2013 3:49:12 PM
551302 | EPA8NPS_NPS_3P_PEST | EPA/NPS-EC Pesticides in Water by Gas Chromatography-Mass Spectrometry | 11NPSWRD_WQX | For the EPA/NPS Emerging Contaminants program, pesticides in water were measured by gas chromatography-mass spectrometry (GCMS). Method number or EPA Region 8 Laboratory Standard Operation Procedure (SOP) was not specified. Unknown; 19--; No Cite - Method Not Cited; Unknown; Vol -- |  |  | 6/10/2016 5:23:51 PM
530097 | EPA8NPS_NPS_3P_PESTG | EPA/NPS-EC Pesticides in Water by Gas Chromatography-Mass Spectrometry | 11NPSWRD_WQX | For the EPA/NPS Emerging Contaminants program, pesticides in water were measured by gas chromatography-mass spectrometry (GCMS). Method number or EPA Region 8 Laboratory Standard Operation Procedure (SOP) was not specified. Unknown; 19--; No Cite - Method Not Cited; Unknown; Vol -- |  |  | 4/25/2013 4:26:20 PM
508061 | EPA900.0(ALPHA) | EPA900.0(ALPHA) | 21FLSFWM_WQX |  |  |  | 1/31/2019 9:17:08 AM
530109 | EPA:300 | Inorganic Anions (EPA Method 300, Ion Chromatography) | SANILDEFONSODECP |  |  |  | 5/7/2013 2:33:36 PM
530110 | EPA:300.0 | Determination of Inorganic Anions by Ion Chromatography | SANILDEFONSODECP |  |  |  | 5/6/2013 4:51:12 PM
530114 | EPA:350.1 | NITROGEN, AMMONIA, TOTAL (AS N) | SANILDEFONSODECP |  |  |  | 5/6/2013 2:21:35 PM
530119 | EPA:905 | Radioactive Strontium | SANILDEFONSODECP |  |  |  | 5/7/2013 2:33:38 PM
532784 | EPADraft 1991 | EPADraft 1991 | SALTCHUCK_WQX | Acid Volatile Sulfide |  |  | 5/1/2014 6:40:51 PM
3059 | EPA_CLP_INOR | Inorganic Analytical Services provided under the EPA Contract Lab Program | USEPA |  |  |  | 9/25/2007 11:06:32 AM
3060 | EPA_CLP_ORG | Organic Analytical Services provided under the EPA Contract Lab Program | USEPA |  |  |  | 9/25/2007 11:06:32 AM
109630 | EPD100.1 | Depth, Secchi disk depth | 21FLORAN_WQX |  |  |  | 12/5/2018 11:52:35 AM
131315 | ESTOO_QAPP | Eastern Shawnee Tribe of Oklahoma Quality Assurance Project Plan | ESTO_WQX | Please refer to ESTO_QAPP for exact analytical methods |  |  | 11/7/2014 3:06:28 PM
733251 | Esulfate | Endosulfan Sulfate | EPATEST |  |  |  | 12/9/2016 7:55:46 AM
5162 | ET013 | PCB (polychlorinated biphenyl) immunoassay | ENVIROLOGIX | ET013 ~ Envirologix ; PCB (polychlorinated biphenyl) immunoassay |  | https://www.nemi.gov/methods/method_summary/5642/ | 7/31/2013 12:00:00 AM
2379 | EV-024 | Tin and Triorganotin in Wastewater | USEPA |  |  |  | 8/12/2006 11:50:00 PM
2380 | EV-025 | Tin and Triorganotin in Wastewater | USEPA |  |  |  | 8/12/2006 11:50:00 PM
257440 | EW-AK:Nutrients | Nutrient analyses from water samples | EMAP_CS_WQX | EMAP-West Alaska 2002 and 2004: NH4, dissolved inorganic phosphorus, dissolved inorganic nitrogen, total dissolved nitrogen, total dissolved phosphorus, NO3, NO2, and Si followed lab sample analytical procedures for a Technicon AutoAnalyzer II. Chlorophyll a was measured using a Turner Designs Fluorometer. Total suspended solids were measured using EPA procedure EPA-160.2. |  |  | 12/5/2011 12:52:09 PM
262280 | EW-CA04-06:Nutrients | Nutrient analyses from water samples | EMAP_CS_WQX | EMAP-West California 2004-2006 procedures: Chlorophyll a was measured EPA 445.0 Modified: In Vitro Chlorophyll and Pheophytin by fluorescence modified. Total suspended solids were measured using SM2540D Modified. NH4, Dissolved inorganic phosphorus, silicate, NO3 and NO2 followed lab sample analytical procedures for a Technicon AutoAnalyzer II. |  |  | 1/11/2012 12:45:28 PM
261960 | EW-IN:Nutrients | Nutrient analyses from water samples | EMAP_CS_WQX | NCA Insular Province: Samples were air shipped to the NCA national contract laboratory for analyses. All laboratory methods used in processing water column nutrient samples followed standard accepted protocols including those as given in Standard Methods (1985), Strickland and Parsons (1972), Grasshoff (1983). Analyses for the various nutrients were be carried out by national contract laboratories following standard procedures, protocols and QA/QC. |  |  | 12/14/2011 11:53:05 AM
262283 | EW-OR01:Nutrients | Nutrient analyses from water samples | EMAP_CS_WQX | EMAP-West Oregon 2001 procedures: Total suspended solids samples were analyzed using EPA procedure EPA-160.2: Gravimetric method with a lower limit measurement range of 4 mg/L. Dissolved inorganic phosphate samples were analyzed using EPA-365.2: Colorimetric/One Reagent. EPA-350.1 procedure was used to analyzed ammonium samples by semi-Automated Colorimetry. A modification of US EPA Method 353.2 (Nitrite + Nitrate (method EPA-353.2). US EPA. Method 353.2 Nitrogen, Nitrate-Nitrite (Colorimetric, Automated, Cadmium Reduction). Total. Revised. 1978)) was used to analyzed Nitrite + Nitrate samples. Chlorophyll a and phaeophyton were analyzed using EPA method 445.0: In Vitro Chlorophyll and Pheophytin by fluoresence. |  |  | 1/5/2012 1:03:26 PM
262281 | EW-OR04-06:Nutrients | Nutrient analyses from water samples | EMAP_CS_WQX | EMAP-West Oregon 2004-06 procedures: Total suspended solids samples were analyzed using EPA procedure EPA-160.2: Gravimetric method with a lower limit measurement range of 4 mg/L. Dissolved inorganic phosphate samples were analyzed using EPA-365.2: Colorimetric/One Reagent. EPA-350.1 procedure was used to analyzed ammonium samples by semi-Automated Colorimetry. US EPA Method 353.2 was used to analyze Nitrogen, Nitrate-Nitrite (Colorimetric, Automated, Cadmium Reduction). Chlorophyll a was analyzed using EPA method 445.0: In Vitro Chlorophyll by fluorescence. |  |  | 1/11/2012 12:45:55 PM
262018 | EW-OR:Nutrients | Nutrient analyses from water samples | EMAP_CS_WQX | EMAP-West Oregon 1999-2003 procedures: NH4, DIP, DIN, NO3, NO2, and Si were prepped for analytical procedures for a Technicon AutoAnalyzer II. Total suspended solids samples were analyzed using EPA procedure EPA-160.2. Dissolved inorganic phosphate samples were analyzed using EPA-365.2. Silicate samples were analyzed using the basic method of Armstrong et al. (1967). EPA-350.1 procedure was used to analyzed ammonium samples. A modification of US EPA Method 353.2 (Nitrite + Nitrate (method EPA-353.2). US EPA. Method 353.2 Nitrogen, Nitrate-Nitrite (Colorimetric, Automated, Cadmium Reduction). Total. Revised. 1978) was used to analyzed nitrate, nitrite and Nitrite + Nitrate samples. Chlorophyll a and phaeophyton were analyzed using EPA method 445.0. |  |  | 10/20/2011 10:50:07 AM
262282 | EW-WA04-06:Nutrients | Nutrient analyses from water samples | EMAP_CS_WQX | EMAP-West Washington 2004-2006 procedures: NH4, dissolved inorganic phosphorus, silicate, NO3 and NO2 followed lab sample analytical procedures for a Technicon AutoAnalyzer II. Chlorophyll a was measured using a Fluorometric analysis method. Dissolved inorganic phosphate was analyzed using a modification of the Bernhardt and Wilhelms (1967) method. A modification of the Slawyk and MacIsaac (1972) procedure was used for the analysis of ammonium. A modification of the Armstrong et al. (1967) procedure was used for the analysis of nitrate and nitrite. |  |  | 1/11/2012 12:46:10 PM
262019 | EW-WA:Nutrients | Nutrient analyses from water samples | EMAP_CS_WQX | EMAP-West Washington 1999-2003 procedures: NH4, DIP, DIN, NO3, NO2, and Si followed lab sample analytical procedures for a Technicon AutoAnalyzer II. Chlorophyll a was measured using a 10-005R Fluorometer. Total suspended solids were measured using EPA procedure EPA 160.2. Dissolved inorganic phosphate was analyzed using a modification of the Bernhardt and Wilhelms (1967) method. Silicate was analyzed using the basic method of Armstrong et al. (1967). A modification of the Slawyk and MacIsaac (1972) procedure was used for the analysis of ammonium. A modification of the Armstrong et al. (1967) procedure was used for the analysis of nitrate and nitrite. |  |  | 10/20/2011 10:50:32 AM
262254 | EW:CA MB Nutrients | Nutrient water sample analyses from Morro Bay | EMAP_CS_WQX | EMAP-West California Morro Bay 2003 procedures: Chlorophyll a was measured on a Turner Designs 700 Fluorometer. Total suspended solids were measured using modified SM 2040D. Ammonium (NH4-N), Nitrate (NO3-N), Nitrite (NO2) and Dissolved inorganic phosphorus were measured on a Technicon AutoAnalyzer II. |  |  | 1/9/2012 10:54:42 AM
262017 | EW:CA Nutrients | Nutrient analyses from water samples | EMAP_CS_WQX | EMAP-West California 1999-2003 procedures: Chlorophyll a and phaeophytin were measured on a Turner Designs 10-005R Fluorometer. Total suspended solids were measured using SM2540D. Ammonium (NH4-N) and Nitrate (NO3-N) were measured using SM4500NH3. Nitrite (NO2) was measured using SM4500NO3. Ortho-phosphate (PO4) was measured using SM4500P. |  |  | 10/20/2011 10:48:58 AM
262255 | EW:CA SMB Nutrients | Nutrient water sample analyses from Santa Monica Bay | EMAP_CS_WQX | EMAP-West California Santa Monica Bay 2003 procedures: Chlorophyll a was measured using the Fluorometric analysis method. Total suspended solids were measured using EPA 160.2: Gravimetric method with a lower limit measurement range of 4 mg/L. Ammonium (NH4-N), Nitrate (NO3-N), Nitrite (NO2) and Silicate were measured using a AlpKem RFA 300 Series Nutrient Analyzer. |  |  | 1/9/2012 10:54:49 AM
5564 | EXO WQ sonde | Multiparameter Water Quality Sonde | YSI |  |  |  | 11/9/2016 11:25:07 AM
110711 | F COLI | Fecal Coliform | 21FLMANA_WQX | Sample dillution pattern is x1, x10, and x100. Upper quantification limit is 6,000 cfu/100ml with 20-60 cfus/plate counting range. |  |  | 7/2/2014 8:43:03 AM
551998 | F STREP | Fecal Streptococcus | 21FLMANA_WQX | SM 9222 |  |  | 7/2/2014 11:10:23 AM
1236 | F-01 | Fluoride in Soil and Sediment | USDOE/EML |  |  |  | 8/12/2006 11:50:00 PM
548281 | F00010 | Temp | WQXTEST | F00010-TEMPERATURE - FIELD - THERMOMETRIC**** | Final |  | 10/31/2014 9:35:03 AM
19359 | F00010 | Temp | 21PA_WQX | F00010-TEMPERATURE - FIELD - THERMOMETRIC**** | Final |  | 4/6/2018 12:04:27 PM
548288 | F00061 | Flow | WQXTEST | F00061-Stream Flow**** | Final |  | 10/31/2014 9:35:03 AM
19343 | F00061 | Flow | 21PA_WQX | F00061-Stream Flow**** | Final |  | 4/6/2018 12:04:27 PM
19427 | F00065 | Flow | 21PA_WQX | F00065-Gage Reading**** | Final |  | 11/20/2014 3:15:10 PM
19490 | F00065B | Flow | 21PA_WQX | F00065B-Gage Reading #2**** | Final |  | 11/20/2014 3:20:05 PM
19439 | F00078 | Visibility/Clarity of Water | 21PA_WQX | F00078-Secchi Disk Reading**** | Final |  | 4/6/2018 12:08:20 PM
548339 | F00078 | Secchi Disk Reading**** | WQXTEST |  |  |  | 5/5/2014 8:43:23 AM
19356 | F00094 | Specific Conductance | 21PA_WQX | F00094-Specific Conductance - Field | Final |  | 4/6/2018 12:04:27 PM
548269 | F00094 | Specific Conductance | WQXTEST | F00094-Specific Conductance - Field | Final |  | 10/31/2014 9:35:03 AM
19353 | F00300 | Oxygen | 21PA_WQX | F00300-DISSOLVED OXYGEN - FIELD BY MEMBRANE ELECTRODE**** | Final |  | 4/6/2018 12:04:27 PM
548282 | F00300 | Oxygen | WQXTEST | F00300-DISSOLVED OXYGEN - FIELD BY MEMBRANE ELECTRODE**** | Final |  | 10/31/2014 9:35:03 AM
19362 | F00405 | Ph | 21PA_WQX | F00405-PH - FIELD**** | Final |  | 4/6/2018 12:04:27 PM
548268 | F00405 | Ph | WQXTEST | F00405-PH - FIELD**** | Final |  | 10/31/2014 9:35:03 AM
739507 | F01 | F01 | WQXTEST |  |  |  | 12/10/2018 1:18:05 PM
257369 | F01 | Instantaneous Streamflow | MDE_FIELDSERVICES_WQX |  |  |  | 6/19/2014 3:55:08 PM
733298 | F01 | F01 | CBP_WQX |  |  |  | 12/13/2018 1:21:45 PM
739551 | F01~CHLA | FLUOROMETIC CHLOROPHYLL USING PROBE | WQXTEST |  |  |  | 10/10/2017 12:00:00 AM
734245 | F01~CHLA | FLUOROMETIC CHLOROPHYLL USING PROBE | CBP_WQX |  |  |  | 10/10/2017 3:08:22 PM
739559 | F01~COND | IN-SITU SPECIFIC CONDUCTANCE AT 25 C | WQXTEST |  |  |  | 3/1/2017 12:00:00 AM
734253 | F01~COND | IN-SITU SPECIFIC CONDUCTANCE AT 25 C | CBP_WQX |  |  |  | 3/1/2017 8:28:24 AM
739571 | F01~DO | IN-SITU MEMBRANE ELECTRODE | WQXTEST | USEPA~360.1 |  |  | 3/1/2017 12:00:00 AM
734265 | F01~DO | IN-SITU MEMBRANE ELECTRODE | CBP_WQX | USEPA~360.1 |  |  | 3/1/2017 8:28:24 AM
739575 | F01~DO_SAT | DO RELATIVE TO THEORETICAL VALUE AT SATURATION (%) | WQXTEST |  |  |  | 11/29/2018 1:44:33 PM
734269 | F01~DO_SAT | DO RELATIVE TO THEORETICAL VALUE AT SATURATION (%) | CBP_WQX |  |  |  | 10/10/2017 2:56:59 PM
739596 | F01~EPARD_Z | IN-SITU; SENSOR DOWN; UPWELLING PAR | WQXTEST |  |  |  | 3/1/2017 12:00:00 AM
734290 | F01~EPARD_Z | IN-SITU; SENSOR DOWN; UPWELLING PAR | CBP_WQX |  |  |  | 3/1/2017 8:28:25 AM
734291 | F01~EPARU_Z | IN-SITU; SENSOR UP; DOWNWELLING PAR | CBP_WQX |  |  |  | 3/1/2017 8:28:25 AM
739597 | F01~EPARU_Z | IN-SITU; SENSOR UP; DOWNWELLING PAR | WQXTEST |  |  |  | 3/1/2017 12:00:00 AM
734289 | F01~EPAR_S | EPAR AT SURFACE | CBP_WQX |  |  |  | 3/1/2017 8:28:25 AM
739595 | F01~EPAR_S | EPAR AT SURFACE | WQXTEST |  |  |  | 3/1/2017 12:00:00 AM
734297 | F01~FLOW_AVG | STREAMFLOW; MEAN DAILY | CBP_WQX |  |  |  | 10/6/2017 12:12:02 PM
739603 | F01~FLOW_AVG | STREAMFLOW; MEAN DAILY | WQXTEST |  |  |  | 10/6/2017 12:00:00 AM
734298 | F01~FLOW_INS | STREAMFLOW; INSTANTANEOUS | CBP_WQX |  |  |  | 10/2/2017 4:50:23 PM
739604 | F01~FLOW_INS | STREAMFLOW; INSTANTANEOUS | WQXTEST |  |  |  | 7/10/2018 3:09:08 PM
734500 | F01~FLUORESCENCE | Fluorometric Insitu Probe | CBP_WQX |  |  |  | 3/29/2017 12:57:22 PM
739777 | F01~FLUORESCENCE | Fluorometric Insitu Probe | WQXTEST |  |  |  | 3/29/2017 12:00:00 AM
739778 | F01~HARDNESS | Unspecified Field Method | WQXTEST |  |  |  | 3/29/2017 12:00:00 AM
734501 | F01~HARDNESS | Unspecified Field Method | CBP_WQX |  |  |  | 3/29/2017 12:57:22 PM
739613 | F01~KD | LIGHT ATTENUATION | WQXTEST |  |  |  | 3/1/2017 12:00:00 AM
734307 | F01~KD | LIGHT ATTENUATION | CBP_WQX |  |  |  | 3/1/2017 8:28:25 AM
739643 | F01~ORP | OXIDATION REDUCTION POTENTIAL | WQXTEST |  |  |  | 10/4/2017 12:00:00 AM
734337 | F01~ORP | OXIDATION REDUCTION POTENTIAL | CBP_WQX |  |  |  | 10/4/2017 6:02:29 PM
734340 | F01~PH | IN-SITU ELECTRODE METHOD | CBP_WQX | USEPA~150.1 |  |  | 3/1/2017 8:28:25 AM
739646 | F01~PH | IN-SITU ELECTRODE METHOD | WQXTEST | USEPA~150.1 |  |  | 3/1/2017 12:00:00 AM
734365 | F01~SALINITY | IN-SITU MEASUREMENT WITH PROBE | CBP_WQX |  |  |  | 12/13/2018 1:08:05 PM
739671 | F01~SALINITY | IN-SITU MEASUREMENT WITH PROBE | WQXTEST |  |  |  | 12/6/2018 4:14:22 PM
739676 | F01~SECCHI | 20 CM SECCHI DEPTH | WQXTEST |  |  |  | 12/10/2018 6:34:47 PM
734370 | F01~SECCHI | 20 CM SECCHI DEPTH | CBP_WQX |  |  |  | 12/13/2018 2:31:09 PM
739779 | F01~SPCOND | In-Situ Specific Conductance At 25 C | WQXTEST |  |  |  | 12/10/2018 6:34:48 PM
734502 | F01~SPCOND | In-Situ Specific Conductance At 25 C | CBP_WQX |  |  |  | 12/13/2018 2:31:10 PM
739780 | F01~TCHL_PRE_CAL | Precalibrated Fluorescence Probe Reading | WQXTEST |  |  |  | 3/29/2017 12:00:00 AM
734503 | F01~TCHL_PRE_CAL | Precalibrated Fluorescence Probe Reading | CBP_WQX |  |  |  | 3/29/2017 1:00:12 PM
734504 | F01~TOTAL_DEPTH | Total Depth | CBP_WQX |  |  |  | 3/29/2017 1:00:13 PM
739781 | F01~TOTAL_DEPTH | Total Depth | WQXTEST |  |  |  | 3/29/2017 12:00:00 AM
739974 | F01~TURB_FNU | IN-SITU FIELD TURBIDITY | WQXTEST |  |  |  | 7/10/2018 3:09:08 PM
741205 | F01~TURB_FNU | IN-SITU FIELD TURBIDITY | CBP_WQX |  |  |  | 10/2/2017 4:50:27 PM
734455 | F01~TURB_NTU | IN-SITU NEPHELOMETRIC (YSI 6136) | CBP_WQX |  |  |  | 10/10/2017 2:58:08 PM
739761 | F01~TURB_NTU | IN-SITU NEPHELOMETRIC (YSI 6136) | WQXTEST |  |  |  | 12/6/2018 10:58:16 AM
734505 | F01~WIDTH | Total Channel Width | CBP_WQX |  |  |  | 3/29/2017 1:00:59 PM
739782 | F01~WIDTH | Total Channel Width | WQXTEST |  |  |  | 3/29/2017 12:00:00 AM
739765 | F01~WTEMP | IN-SITU THERMISTOR | WQXTEST | USEPA~170.1 |  |  | 3/1/2017 12:00:00 AM
734459 | F01~WTEMP | IN-SITU THERMISTOR | CBP_WQX | USEPA~170.1 |  |  | 3/1/2017 8:28:26 AM
739505 | F02 | F02 | WQXTEST |  |  |  | 3/7/2017 12:00:00 AM
733296 | F02 | F02 | CBP_WQX |  |  |  | 3/7/2017 4:13:57 PM
739783 | F02~ATEMP | Air Temperature, Unspecified Field Method | WQXTEST |  |  |  | 3/29/2017 12:00:00 AM
734506 | F02~ATEMP | Air Temperature, Unspecified Field Method | CBP_WQX |  |  |  | 3/29/2017 1:02:45 PM
739560 | F02~COND | SPECIFIC CONDUCTANCE AT 25 C - FIELD GRAB | WQXTEST | USEPA~120.1 |  |  | 3/1/2017 12:00:00 AM
734254 | F02~COND | SPECIFIC CONDUCTANCE AT 25 C - FIELD GRAB | CBP_WQX | USEPA~120.1 |  |  | 3/1/2017 8:28:24 AM
734266 | F02~DO | DISSOLVED OXYGEN | CBP_WQX | USEPA~360.1 |  |  | 3/1/2017 8:28:24 AM
739572 | F02~DO | DISSOLVED OXYGEN | WQXTEST | USEPA~360.1 |  |  | 3/1/2017 12:00:00 AM
739784 | F02~FLOW_INS | Stream flow; Instantaneous, Unspecified Field Method | WQXTEST |  |  |  | 3/29/2017 12:00:00 AM
734507 | F02~FLOW_INS | Stream flow; Instantaneous, Unspecified Field Method | CBP_WQX |  |  |  | 3/29/2017 1:03:54 PM
739647 | F02~PH | ELECTRODE METHOD | WQXTEST | USEPA~150.1 |  |  | 3/1/2017 12:00:00 AM
734341 | F02~PH | ELECTRODE METHOD | CBP_WQX | USEPA~150.1 |  |  | 3/1/2017 8:28:25 AM
734366 | F02~SALINITY | CALCULTED FROM COND | CBP_WQX |  |  |  | 10/5/2017 1:34:54 PM
739672 | F02~SALINITY | CALCULTED FROM COND | WQXTEST |  |  |  | 10/5/2017 12:00:00 AM
739677 | F02~SECCHI | 30 CM SECCHI DEPTH | WQXTEST |  |  |  | 7/29/2017 12:00:00 AM
734371 | F02~SECCHI | 30 CM SECCHI DEPTH | CBP_WQX |  |  |  | 7/29/2017 9:53:53 AM
739785 | F02~SPCOND | Specific Conductance At 25 C - Field Grab | WQXTEST |  |  |  | 10/2/2017 12:00:00 AM
734508 | F02~SPCOND | Specific Conductance At 25 C - Field Grab | CBP_WQX |  |  |  | 10/2/2017 12:39:46 PM
739786 | F02~TOTAL_DEPTH | Total Depth | WQXTEST |  |  |  | 3/29/2017 12:00:00 AM
734509 | F02~TOTAL_DEPTH | Total Depth | CBP_WQX |  |  |  | 3/29/2017 1:45:24 PM
734456 | F02~TURB_NTU | IN-SITU NEPHELOMETRIC (YSI 6026) | CBP_WQX |  |  |  | 10/4/2017 6:02:29 PM
739762 | F02~TURB_NTU | IN-SITU NEPHELOMETRIC (YSI 6026) | WQXTEST |  |  |  | 10/4/2017 12:00:00 AM
739787 | F02~VELOCITY | Stream Current Velocity | WQXTEST |  |  |  | 3/29/2017 12:00:00 AM
734510 | F02~VELOCITY | Stream Current Velocity | CBP_WQX |  |  |  | 3/29/2017 1:46:58 PM
734460 | F02~WTEMP | THERMOMETRIC | CBP_WQX | USEPA~170.1 |  |  | 3/1/2017 8:28:26 AM
739766 | F02~WTEMP | THERMOMETRIC | WQXTEST | USEPA~170.1 |  |  | 3/1/2017 12:00:00 AM
739506 | F03 | F03 | WQXTEST |  |  |  | 3/7/2017 12:00:00 AM
733297 | F03 | F03 | CBP_WQX |  |  |  | 3/7/2017 4:14:43 PM
739573 | F03~DO | DISSOLVED OXYGEN; MODIFIED WINKLER | WQXTEST | USEPA~360.2 |  |  | 3/1/2017 12:00:00 AM
734267 | F03~DO | DISSOLVED OXYGEN; MODIFIED WINKLER | CBP_WQX | USEPA~360.2 |  |  | 3/1/2017 8:28:24 AM
734511 | F03~PH | Ph, Unspecified Field Method | CBP_WQX |  |  |  | 3/29/2017 1:50:05 PM
739788 | F03~PH | Ph, Unspecified Field Method | WQXTEST |  |  |  | 3/29/2017 12:00:00 AM
739673 | F03~SALINITY | CALCULTED FROM COND | WQXTEST |  |  |  | 3/1/2017 12:00:00 AM
734367 | F03~SALINITY | CALCULTED FROM COND | CBP_WQX |  |  |  | 3/1/2017 8:28:25 AM
739789 | F03~SPCOND | Specific Conductance, Unspecified Field Method | WQXTEST |  |  |  | 3/29/2017 12:00:00 AM
734512 | F03~SPCOND | Specific Conductance, Unspecified Field Method | CBP_WQX |  |  |  | 3/29/2017 1:50:05 PM
739790 | F03~TOTAL_DEPTH | Total Depth | WQXTEST |  |  |  | 3/29/2017 12:00:00 AM
734513 | F03~TOTAL_DEPTH | Total Depth | CBP_WQX |  |  |  | 3/29/2017 1:50:05 PM
739791 | F03~WTEMP | Water Temperature, Unspecified Field Method ZN | WQXTEST |  |  |  | 3/29/2017 12:00:00 AM
734514 | F03~WTEMP | Water Temperature, Unspecified Field Method ZN | CBP_WQX |  |  |  | 3/29/2017 1:50:05 PM
739511 | F04 | F04 | WQXTEST |  |  |  | 3/7/2017 12:00:00 AM
733394 | F04 | F04 | CBP_WQX |  |  |  | 3/7/2017 4:13:57 PM
739795 | F04~DO | In-Situ Dissolved Oxygen; Optical Do Probe | WQXTEST |  |  |  | 12/10/2018 6:34:48 PM
734518 | F04~DO | In-Situ Dissolved Oxygen; Optical Do Probe | CBP_WQX |  |  |  | 12/13/2018 2:31:10 PM
739674 | F04~SALINITY | UNESCO '83 CALCULATION | WQXTEST |  |  |  | 12/10/2018 6:34:48 PM
734368 | F04~SALINITY | UNESCO '83 CALCULATION | CBP_WQX |  |  |  | 12/13/2018 2:31:10 PM
734517 | F04~SPCOND | Specific Conductance, Unspecified Field Method 2 | CBP_WQX |  |  |  | 3/29/2017 1:53:46 PM
739794 | F04~SPCOND | Specific Conductance, Unspecified Field Method 2 | WQXTEST |  |  |  | 3/29/2017 12:00:00 AM
739512 | F05 | F05 | WQXTEST |  |  |  | 1/17/2017 12:00:00 AM
733395 | F05 | F05 | CBP_WQX |  |  |  | 1/17/2017 8:06:50 AM
734516 | F05~DO | Dissolved Oxygen, Specific Conductance, Unspecified Field Method | CBP_WQX |  |  |  | 3/29/2017 1:53:46 PM
739793 | F05~DO | Dissolved Oxygen, Specific Conductance, Unspecified Field Method | WQXTEST |  |  |  | 3/29/2017 12:00:00 AM
739792 | F05~DO_SAT_P | Dissolved Oxygen Percent Saturation, Specific Conductance, Unspecified Field Method | WQXTEST |  |  |  | 3/29/2017 12:00:00 AM
734515 | F05~DO_SAT_P | Dissolved Oxygen Percent Saturation, Specific Conductance, Unspecified Field Method | CBP_WQX |  |  |  | 3/29/2017 1:53:46 PM
807 | F488 | Bacterial Count in Water | ASTM |  |  |  | 8/12/2006 11:50:00 PM
19440 | F50060 | Chlorine | 21PA_WQX | F50060-Chlorine, Total Residual**** | Final |  | 4/6/2015 10:18:07 AM
808 | F60 | Detection of Microbiological Contaminant | ASTM |  |  |  | 8/12/2006 11:50:00 PM
548331 | F70331 | Fines | WQXTEST | F70331-Fines**** | Final |  | 10/31/2014 9:35:05 AM
19438 | F70331 | Fines | 21PA_WQX | F70331-Fines**** | Final |  | 4/6/2018 12:04:28 PM
19437 | F70335 | Sands | 21PA_WQX | F70335-Sands**** | Final |  | 4/6/2018 12:04:28 PM
548330 | F70335 | Sands | WQXTEST | F70335-Sands**** | Final |  | 10/31/2014 9:35:05 AM
19399 | F80154 | Sediments | 21PA_WQX | F80154-Suspended Sediment**** | Final |  | 4/6/2018 12:04:28 PM
548302 | F80154 | Sediments | WQXTEST | F80154-Suspended Sediment**** | Final |  | 10/31/2014 9:35:03 AM
530142 | FBQAPP | Fort Belknap Quality Assurance Project Plan Procedures | FTBLKNAP |  |  |  | 9/11/2018 1:33:50 PM
193137 | FC-USGS | FC-USGS | R10BUNKER |  |  |  | 6/28/2011 12:50:47 PM
62952 | FDA IV | Standard Total Coliform- Membrane Filter Procedure | COEOMAHA_WQX |  |  |  | 10/28/2009 8:19:13 AM
763877 | FDEP FS 2200 | FDEP FS 2200 | 21FLGW_WQX |  |  |  | 11/29/2018 3:15:16 PM
743220 | FDEP FT1100 | FDEP FT1100 | 21FLNAPL_WQX |  |  |  | 1/9/2018 2:02:56 PM
743224 | FDEP FT1100 | FDEP FT1100 | 21FLFTM_WQX |  |  |  | 1/9/2018 2:49:54 PM
763867 | FDEP FT1100 | FDEP FT1100 | 21FLA_WQX |  |  |  | 11/29/2018 12:00:17 PM
743362 | FDEP FT1100 | FDEP FT1100 | 21FLSMRC_WQX |  |  |  | 1/30/2018 3:46:17 PM
764345 | FDEP FT1100 | FDEP FT1100 | 21FLCOLL_WQX |  |  |  | 11/29/2018 4:19:39 PM
741498 | FDEP FT1100 | FDEP FT1100 | WQXTEST |  |  |  | 10/29/2017 4:32:29 PM
763875 | FDEP FT1100 | FDEP FT1100 | 21FLGW_WQX |  |  |  | 11/29/2018 3:15:16 PM
764346 | FDEP FT1200 | FDEP FT1200 | 21FLCOLL_WQX |  |  |  | 11/29/2018 4:19:39 PM
743228 | FDEP FT1200 | FDEP FT1200 | 21FLFTM_WQX |  |  |  | 1/9/2018 2:49:54 PM
743222 | FDEP FT1200 | FDEP FT1200 | 21FLNAPL_WQX |  |  |  | 1/9/2018 2:02:56 PM
741497 | FDEP FT1200 | FDEP FT1200 | WQXTEST |  |  |  | 10/29/2017 4:32:29 PM
743360 | FDEP FT1200 | FDEP FT1200 | 21FLSMRC_WQX |  |  |  | 1/30/2018 3:46:17 PM
763873 | FDEP FT1200 | FDEP FT1200 | 21FLGW_WQX |  |  |  | 11/29/2018 3:15:16 PM
763866 | FDEP FT1200 | FDEP FT1200 | 21FLA_WQX |  |  |  | 11/29/2018 12:00:17 PM
763864 | FDEP FT1300 | FDEP FT1300 | 21FLA_WQX |  |  |  | 11/29/2018 12:00:17 PM
743229 | FDEP FT1300 | FDEP FT1300 | 21FLFTM_WQX |  |  |  | 1/9/2018 2:49:54 PM
741499 | FDEP FT1300 | FDEP FT1300 | WQXTEST |  |  |  | 10/29/2017 4:32:29 PM
764342 | FDEP FT1300 | FDEP FT1300 | 21FLCOLL_WQX |  |  |  | 11/29/2018 4:19:39 PM
763879 | FDEP FT1300 | FDEP FT1300 | 21FLGW_WQX |  |  |  | 11/29/2018 3:15:34 PM
743219 | FDEP FT1300 | FDEP FT1300 | 21FLNAPL_WQX |  |  |  | 1/9/2018 2:02:56 PM
764347 | FDEP FT1400 | FDEP FT1400 | 21FLCOLL_WQX |  |  |  | 11/29/2018 4:19:39 PM
743221 | FDEP FT1400 | FDEP FT1400 | 21FLNAPL_WQX |  |  |  | 1/9/2018 2:02:56 PM
743225 | FDEP FT1400 | FDEP FT1400 | 21FLFTM_WQX |  |  |  | 1/9/2018 2:49:54 PM
743361 | FDEP FT1400 | FDEP FT1400 | 21FLSMRC_WQX |  |  |  | 1/30/2018 3:46:17 PM
763874 | FDEP FT1400 | FDEP FT1400 | 21FLGW_WQX |  |  |  | 11/29/2018 3:15:16 PM
741495 | FDEP FT1400 | FDEP FT1400 | WQXTEST |  |  |  | 10/29/2017 4:32:29 PM
763868 | FDEP FT1400 | FDEP FT1400 | 21FLA_WQX |  |  |  | 11/29/2018 12:00:17 PM
743226 | FDEP FT1500 | FDEP FT1500 | 21FLFTM_WQX |  |  |  | 1/9/2018 2:49:54 PM
743218 | FDEP FT1500 | FDEP FT1500 | 21FLNAPL_WQX |  |  |  | 1/9/2018 2:02:56 PM
741496 | FDEP FT1500 | FDEP FT1500 | WQXTEST |  |  |  | 10/29/2017 4:32:29 PM
763872 | FDEP FT1500 | FDEP FT1500 | 21FLGW_WQX |  |  |  | 11/29/2018 3:15:16 PM
764369 | FDEP FT1500 | FDEP FT1500 | CAPECRD_WQX |  |  |  | 12/3/2018 9:01:18 AM
764348 | FDEP FT1500 | FDEP FT1500 | CHNEPMP_WQX |  |  |  | 11/29/2018 4:31:41 PM
743363 | FDEP FT1500 | FDEP FT1500 | 21FLSMRC_WQX |  |  |  | 1/30/2018 3:46:17 PM
764343 | FDEP FT1500 | FDEP FT1500 | 21FLCOLL_WQX |  |  |  | 11/29/2018 4:19:39 PM
763865 | FDEP FT1500 | FDEP FT1500 | 21FLA_WQX |  |  |  | 11/29/2018 12:00:17 PM
763878 | FDEP FT1600 | FDEP FT1600 | 21FLGW_WQX |  |  |  | 11/29/2018 3:15:16 PM
743364 | FDEP FT1600 | FDEP FT1600 | 21FLSMRC_WQX |  |  |  | 1/30/2018 3:46:17 PM
743227 | FDEP FT1700 | FDEP FT1700 | 21FLFTM_WQX |  |  |  | 1/9/2018 2:49:54 PM
741500 | FDEP FT1700 | FDEP FT1700 | WQXTEST |  |  |  | 10/29/2017 4:32:56 PM
764371 | FDEP FT1700 | FDEP FT1700 | CAPECRD_WQX |  |  |  | 12/3/2018 9:01:18 AM
763876 | FDEP FT1700 | FDEP FT1700 | 21FLGW_WQX |  |  |  | 11/29/2018 3:15:23 PM
743223 | FDEP FT1700 | FDEP FT1700 | 21FLNAPL_WQX |  |  |  | 1/9/2018 2:02:57 PM
764349 | FDEP FT1700 | FDEP FT1700 | CHNEPMP_WQX |  |  |  | 11/29/2018 4:31:41 PM
764344 | FDEP FT1700 | FDEP FT1700 | 21FLCOLL_WQX |  |  |  | 11/29/2018 4:19:39 PM
763869 | FDEP FT1700 | FDEP FT1700 | 21FLA_WQX |  |  |  | 11/29/2018 12:00:17 PM
763890 | FDEP FT1800 | FDEP FT1800 | 21FLGW_WQX |  |  |  | 11/29/2018 3:18:40 PM
2381 | FE-01 | Iron-55 in Water Samples | USEPA |  |  |  | 8/12/2006 11:50:00 PM
111520 | FECAL | Fecal coliform | 21FLDOH_WQX |  |  |  | 7/9/2014 9:48:41 AM
19810 | Fecal MPN | Fecal Coliform Multiple Tube Fermentation | OREGONDEQ |  |  |  | 12/17/2008 2:13:16 PM
63100 | FGS-022 | Same as FGS-022 | LADEQWPD_WQX | Metals analyzed by lab in Seattle. |  |  | 6/18/2013 8:14:44 AM
63099 | FGS-054 | Same as FGS-054 | LADEQWPD_WQX | Metals analyzed by lab in Seattle. |  |  | 6/18/2013 8:14:41 AM
63094 | FGS054 | Same as FGS054 | LADEQWPD_WQX | Metals analyzed by FGS, Seattle. |  |  | 5/31/2013 8:21:52 AM
107227 | FIBITAXAID | Fish IBI Taxa Identification | NJDEP_BFBM |  |  |  | 2/8/2019 3:09:29 PM
531065 | FIBITAXAID | Fish IBI Taxa ID | WQXTEST |  |  |  | 8/19/2013 9:08:39 AM
736034 | FIELD | FIELD | AZDEQ_SW |  |  |  | 2/26/2019 9:34:07 AM
109868 | FIELD | In Situ Profile | 21FLTBW_WQX | Vertical profile taken in situ at set depth increments with a multiprope sonde such as one from the YSI 600 series. The unit is capapble of measuring Temperature, pH, conductivity, Salinity, and dissolved oxygen |  |  | 12/5/2018 3:58:10 PM
107234 | FIELD | FIELD TEST | 21MEBCH |  |  |  | 2/19/2019 3:15:10 PM
20239 | FIELD | FIELD TEST | MEDEP_WQX |  |  |  | 4/28/2015 3:09:47 PM
218233 | Field | Field Duplicate | KICKAPOO | Applies only to field dupicates |  |  | 10/29/2013 12:39:36 PM
193155 | FIELD | FIELD PARAMETERS | 21ARIZ_WQX |  |  |  | 5/12/2016 1:26:28 AM
290984 | field | UNKOWN | SDDENR_WQX |  |  |  | 1/30/2019 6:39:01 PM
511057 | FIELD | MEASURED IN FIELD | IL_EPA_WQX |  |  |  | 12/19/2018 9:32:34 AM
558642 | FIELD | Field Measurement/Observation Methods | R10BOOMSNUB | Field Measurement/Observation Methods |  |  | 12/5/2014 2:14:58 PM
532507 | field | Field Measure | EPA_R7_WQX | Field Measure |  |  | 12/11/2015 2:02:26 PM
533074 | field | Field Sampling Protocol | PRAIRIEBAND |  |  |  | 3/14/2014 10:57:28 AM
540102 | FIELD | FIELD | 21FLSFWM_WQX |  |  |  | 3/31/2014 11:36:02 AM
742856 | FIELD | FIELD | AZDEQ_GW |  |  |  | 11/3/2017 10:17:42 AM
740916 | FIELD | FIELD | AZDEQ_WPD |  |  |  | 12/4/2018 10:12:54 AM
733483 | Field | Field Measurement | YAKIMAVLYDAIRIES_WQX | Water quality field measurement |  |  | 8/10/2018 3:49:05 PM
764572 | FIELD | FIELD | 21FLTHAS_WQX |  |  |  | 1/25/2019 11:22:59 AM
764420 | FIELD | Field Measurments | 21FLCBA_WQX |  |  |  | 12/10/2018 10:59:37 AM
762745 | FIELD MEAS | Field measurement of water quality parameters using in-situ probes | WQXTEST |  | MA_DEP |  | 11/13/2018 2:39:05 PM
764493 | FIELD MEAS | Field measurement of water quality parameters using in-situ probes | MASSDEP |  |  |  | 12/21/2018 4:19:23 PM
762744 | FIELD MEAS | Field measurement of water quality parameters using in-situ probes | MA_DEP |  |  |  | 11/15/2018 1:50:07 PM
764492 | FIELD MEAS-TCOMP | Field measurement of water quality parameters using in-situ probes with temperature compensation | MASSDEP |  |  |  | 12/21/2018 4:19:23 PM
762746 | FIELD MEAS-TCOMP | Field measurement of water quality parameters using in-situ probes with temperature compensation | WQXTEST |  | MA_DEP |  | 11/13/2018 2:39:05 PM
762743 | FIELD MEAS-TCOMP | Field measurement of water quality parameters using in-situ probes with temperature compensation | MA_DEP |  |  |  | 11/15/2018 1:50:07 PM
530092 | FIELD MEASURE | Field Measurement | 22LAGWTR_WQX | Field Measurement |  |  | 4/29/2013 2:11:43 PM
562379 | FIELD MEASURE | FIELD MEASURE | R4ATHENS_WQX | For more info contact US-EPA Region 4 Laboratory, Athens, Georgia (email: r4lims@epa.gov) |  |  | 2/19/2015 11:22:54 AM
562380 | FIELD MEASURE | FIELD MEASURE | WQXTEST | For more info contact US-EPA Region 4 Laboratory, Athens, Georgia (email: r4lims@epa.gov) |  |  | 2/24/2015 5:37:56 PM
553647 | FIELD MEASURE | FIELD MEASURE | MAULFOSTER_WQX | Field Measured WQ parameters. |  |  | 9/15/2014 1:40:35 PM
553646 | Field Measure | Field Measure | CDATRUST | Collection of field measurement/parameters using field probe. |  |  | 1/6/2015 5:37:11 PM
566131 | Field Measure | Field Measure | MNPCA |  |  |  | 12/3/2015 11:09:47 AM
532754 | FIELD MEASURE | Field Measurement | LDEQ319 | Field Measurement |  |  | 9/14/2017 6:08:16 PM
257414 | FIELD MEASURES | Field Measurements performed by Utah DWQ | UTAHDWQ_WQX |  |  |  | 2/27/2019 11:12:23 PM
504070 | FIELD READINGS | Measurements/readings obtained in the field | 21FLCOLL_WQX | Readings recorded from meters used in-situ or field observations taken on-site. |  |  | 1/24/2018 11:02:15 AM
764399 | FIELD READINGS | Measurements/readings obtained in the field | 21FLCOMI_WQX | Readings recorded from meters used in-situ or field observations taken on-site. |  |  | 12/7/2018 2:43:25 PM
730226 | FIELD TURBIDITY | Turbidiy determined in the field | UTAHDWQ_WQX |  |  |  | 2/27/2019 11:12:24 PM
217005 | FIELD UNK | Analytical method not available | IL_EPA_WQX |  |  |  | 3/6/2013 10:48:58 AM
3097 | FIELD/NS | Field procedure or Not Specified | 21GAEPD_WQX | GA EPD field procedure method |  |  | 2/14/2019 11:55:43 AM
19773 | field001 | Feld measurements | MEDEP_WQX |  |  |  | 9/25/2008 1:44:25 PM
262025 | FieldMeasure | FieldMeasure | CEDEN |  |  |  | 9/27/2013 5:00:55 PM
109977 | FIELD_MSR | Field Msr/Obs for Wind Velocity and Direction | 21FLSEAS_WQX |  |  |  | 12/14/2018 9:30:01 AM
732208 | Field_pH | Field pH determination | EPA_GLNPO |  |  |  | 5/6/2016 4:41:40 PM
762869 | FIIS_ACE_CLMWD | USACE Clam Width Measurement | 11NPSWRD_WQX | A one-half bushel of clams was retained and measured for overall length. Measurements were recorded to the nearest millimeter. Note that when the catch was less than one half bushel (the required amount to represent a sub-sample), the entire catch was measured. |  |  | 10/16/2018 9:04:58 AM
762875 | FIIS_ACE_FISHID | USACE Finfish and Squid Identification, Counting, Weight and Length Measurement | 11NPSWRD_WQX | Finfish and squid were weighed, counted, measured, and identified to species. Finfish and squid length and total weight by species was recorded for up to 30 individuals per station. In cases where more than 30 individuals were collected, the total number was recorded. Therefore, the weight indicated is always the weight of 30 or fewer organisms. When the finfish weight was less than 10 g, the limit of the scale, the database entry is indicated by -9999. Megainvertebrates collected during trawls were enumerated only. |  |  | 10/16/2018 9:05:34 AM
762876 | FIIS_ACE_FSAGE | USACE Fish Age Determination | 11NPSWRD_WQX | To conduct age analyses, otoliths and scales were removed from the target species. When large numbers of species were collected, a maximum of 30 individuals per species per cruise were analyzed. Scales were removed from all species except winter flounder, in which case otoliths were taken. Age was determined by counting annual scale and otolith growth increments. |  |  | 10/16/2018 9:05:35 AM
762874 | FIIS_ACE_GRNSZ | USACE Grain Size Analysis Based on ASTM Methods D422 and D2487 | 11NPSWRD_WQX | Grain size was determined by percent type, using size classes of silt, sand, and gravel. The sediment was analyzed using a hydrometer based on ASTM methods D 422 and D 2487. |  |  | 10/16/2018 9:05:12 AM
762870 | FIIS_ACE_MACID | USACE Macroinvertebrate Identification | 11NPSWRD_WQX | Macroinvertebrates were identified to the lowest practical identification level, which in most cases was to the species level. Exceptions include those organisms that were too difficult to differentiate (such as nemerteans), organisms that were damaged, or those that were too scarce for positive identification. The number of individuals for each taxon, excluding fragments, was recorded. |  |  | 10/16/2018 9:05:02 AM
762873 | FIIS_ACE_MACRO | USACE Macroinvertebrate Identification and Enumeration | 11NPSWRD_WQX | In the laboratory, each sample was rinsed in fresh water and sorted utilizing a stereo dissecting microscope. All organisms were identified to the lowest practical taxon, counted, and stored in a vial of 70 percent isopropyl alcohol. |  |  | 10/16/2018 9:05:11 AM
762872 | FIIS_ACE_MACWT | USACE Macroinvertebrate Weight Measurement | 11NPSWRD_WQX | The wet weight of organisms was determined for the major taxonomic groups identified. Organisms not falling under the four major taxonomic groups of Annelida, Echinodermata, Arthropoda, and Mollusca, are included under the heading of ?Other.? In cases where the weight was below the limit of the scale (0.01g) the value in the database is indicated by -9999. |  |  | 10/16/2018 9:05:02 AM
762871 | FIIS_ACE_PH | USACE pH with Oakton or YSI pH Tester | 11NPSWRD_WQX | pH was recorded using the YSI or an Oakton Waterproof pH tester. |  |  | 10/16/2018 9:05:02 AM
763516 | FIIS_DIS_TRMET | Dissolved Fe, Mn, Cu, Cd, and Zn by the Method of Segar and Cantillo (1975) | 11NPSWRD_WQX | The acidified, filtered seawater samples were analyzed for total dissolved Fe, Mn, Cu, Cd, and Zn by the method of Segar and Cantillo (1975), using a Perkin-Elmer Atomic Absorption Spectrophotometer Model 503 equipped with a Heated Graphite Atomizer HGA 2100, an AS-1 Automatic Injection System, and a Deuterium Arc Background Corrector. To minimize matrix effects, all standards were prepared with acidified, filtered, surface Gulf Stream seawater. The approximate detection limits of the analyses of dissolved trace metals in seawater were as follows: Fe, 0.4 ug/l; Mn, 0.3 ug/l; Cu, 0.5 ug/l; Cd, 0.01 ug/l; and Zn, 0.01 ug/l. The precision of the analyses varied, but was always better than +/- 10 percent for concentrations in excess of 10 times the detection limit. Analyses were completed within three months after collection. |  |  | 11/8/2018 8:33:13 AM
762879 | FIIS_URI_BIOMS | University of Rhode Island Biomass Calculation | 11NPSWRD_WQX | Samples were oven dried at 60 C to constant weight and used to regress wet weight vs. dry weight. Estimates of algae biomass (g dry wt/m2) were then calculated. |  |  | 10/16/2018 9:08:25 AM
762880 | FIIS_URI_DWGT | University of Rhode Island Dry Weight Measurement | 11NPSWRD_WQX | Samples were dried at 60 C to constant weight in grams. |  |  | 10/16/2018 9:08:25 AM
762881 | FIIS_URI_WWGT | University of Rhode Island Wet Weight Measurement | 11NPSWRD_WQX | Samples were cleaned by picking out all detritus and animals, rinsed with tapwater, blotted and weighed for wet weight in grams. |  |  | 10/16/2018 9:08:25 AM
561975 | FISH | CSU | CSU_FISHERIESECOLOGYLAB | CSU Fisheries Ecology Laboratory |  |  | 2/5/2015 7:38:25 PM
733413 | FISH COUNT | COUNTING FISH | 11113300 | FISH ARE CAUGHT BY SOME METHOD (SUCH AS ELECTROFISHING OR NETTING) AND THEN COUNTED, USUALLY BY SPECIES OR GENUS BUT MAY SIMPLY BE COUNTED TO TALLY THE TOTAL NUMBER OF FISH IN GENERAL. METHODS OF COUNTING VARY - FISH MAY BE COUNTED AT RANDOM AS THEY ARE DISCOVED IN THE HOLDING AREA OR THEY MAY BE FIRST SORTED INTO TAXA GROUP AND THEN COUNTED. IN SOME CASES FISH ARE COUNTED AS THEY ARE CAUGHT AND IMEDIATELY RELEASED. FOR INFORMATION ON EXCLUDED TAXA, LEVEL OF TAXONOMY, ETC. SEE ACTIVITY DETAILS. |  |  | 2/8/2018 1:49:47 PM
66656 | FISH01 REV. C | Polychlorinated biphenyl congeners and organochlorine pesticide determination by gas chromatography / election capture | 21CAOCSD_WQX |  |  |  | 3/1/2010 1:20:03 PM
257356 | FISHL-01 | Electrolytic conductivity dectors | MDEDAT09_WQX |  |  |  | 12/8/2011 9:04:31 AM
732234 | FishTissueLipid | Fish Tissue Lipid Analysis for EPA | OST_SHPD_TEST |  |  |  | 6/26/2017 9:32:37 AM
736000 | FishTissueLipid | Fish Tissue Lipid Analysis for EPA | OST_SHPD |  |  |  | 6/29/2017 7:42:27 AM
257355 | FISHW-02 | Electrolytic conductivity dectors | MDEDAT09_WQX |  |  |  | 12/8/2011 9:04:31 AM
733477 | FISH_AGE | DETERMINING FISH AGE USING SCALES OR OTOLITHS | 11113300 | PLEASE SEE THIS REFERENCE FOR DETAILS: NIELSEN, LARRY, AND DAVID, JOHNSON. ?AGE DETERMINATION.? FISHERIES TECHNIQUES. BETHESDA MARYLAND. AMERICAN FISHERIES SOCIETY. 1983. PGS 301-324. |  |  | 2/22/2017 10:50:13 AM
262323 | FLD | Field measurement/observation, generic method | MNPCA |  |  |  | 2/1/2019 10:37:18 AM
743479 | FLD | Field measurement/observation, generic method | MNPCA_BIO |  |  |  | 2/1/2019 1:08:53 PM
530356 | FLD | Field measurement/observation, generic method | MNPCA_AGW |  |  |  | 2/1/2019 11:58:58 AM
548529 | FLD | Field measurement/observation, generic method | MNDA_PESTICIDE |  |  |  | 12/3/2018 12:52:45 PM
110628 | FLD CONDUCTANCE | Conductance, Specific - umhos at 25 deg C | MNPCA |  |  |  | 11/3/2015 12:54:24 PM
275070 | FLD LK GAGE STAFF | Lake Gage, Relative Water Level, Staff Gage | MNPCA |  |  |  | 10/1/2018 11:39:56 AM
762500 | FLD NO3-N | Nitrogen, Nitrate (NO3) as N, by Field Kit or Meter | MNPCA |  |  |  | 2/1/2019 10:39:47 AM
732635 | FLD ORP | Oxidation Reduction Potential by Field Kit or Meter | MNPCA |  |  |  | 7/2/2018 2:57:21 PM
530443 | FLD SECCHI TUBE | Secchi Transparency Tube, 100 cm | MNPCA |  |  |  | 2/1/2019 10:37:19 AM
743485 | FLD SECCHI TUBE | Secchi Transparency Tube, 100 cm | MNPCA_BIO |  |  |  | 2/1/2019 1:08:54 PM
262336 | FLD STR FLOW D-MEAN | Stream Flow, Daily Mean | MNPCA |  |  |  | 2/1/2019 10:53:26 AM
549304 | FLD STR FLOW H-DAILY | Stream Flow, Hydstra Daily Value, Computed from Established Rating Curve | MNDA_PESTICIDE |  |  |  | 2/1/2018 1:41:56 PM
274965 | FLD STR FLOW H-DAILY | Stream Flow, Hydstra Daily Value, Computed from Established Rating Curve | MNPCA |  |  |  | 5/1/2018 2:23:26 PM
549305 | FLD STR FLOW H-UNIT | Stream Flow, Hydstra Unit Value, Computed from Established Rating Curve | MNDA_PESTICIDE |  |  |  | 2/1/2018 1:25:58 PM
274971 | FLD STR FLOW H-UNIT | Stream Flow, Hydstra Unit Value, Computed from Established Rating Curve | MNPCA |  |  |  | 9/4/2018 11:22:29 AM
274984 | FLD STR FLOW MEASURE | Stream Flow, Instantaneous, Measured | MNPCA |  |  |  | 2/1/2019 10:37:19 AM
743481 | FLD STR FLOW MEASURE | Stream Flow, Instantaneous, Measured | MNPCA_BIO |  |  |  | 3/1/2018 1:43:25 PM
548534 | FLD STR FLOW MEASURE | Stream Flow, Instantaneous, Measured | MNDA_PESTICIDE |  |  |  | 12/3/2018 12:59:58 PM
275002 | FLD STR FLOW MILE | Stream Flow, Instantaneous, at Milestone Sites | MNPCA |  |  |  | 1/6/2015 5:42:52 PM
550826 | FLD STR FLOW RATING | Stream Flow, Instantaneous, Estimated from Established Rating | MNDA_PESTICIDE |  |  |  | 12/4/2017 2:08:08 PM
274997 | FLD STR FLOW RATING | Stream Flow, Instantaneous, Estimated from Established Rating | MNPCA |  |  |  | 2/1/2019 10:37:35 AM
262890 | FLD STR FLOW UNKNOWN | Stream Flow, Instantaneous, Unknown Method | MNPCA |  |  |  | 2/1/2019 10:43:27 AM
734466 | FLD STR STAGE AUTO | Stream Stage, Relative Water Level, Automated Stage Recorder | MNDA_PESTICIDE |  |  |  | 2/1/2018 3:11:56 PM
274970 | FLD STR STAGE AUTO | Stream Stage, Relative Water Level, Automated Stage Recorder | MNPCA |  |  |  | 2/1/2019 10:39:00 AM
274912 | FLD STR STAGE CSMP | Stream Stage, Relative Water Level, CSMP | MNPCA |  |  |  | 11/3/2015 1:18:17 PM
274985 | FLD STR STAGE MILE | Stream Stage, Relative Water Level at Milestone Sites | MNPCA |  |  |  | 11/4/2015 12:23:38 PM
274980 | FLD STR STAGE NON-U | Stream Stage, Relative Water Level, Non-USGS Gage | MNPCA |  |  |  | 2/1/2019 10:38:43 AM
274986 | FLD STR STAGE OTHER | Stream Stage, Relative Water Level, Other Method | MNPCA |  |  |  | 12/3/2018 3:50:48 PM
734465 | FLD STR STAGE OTHER | Stream Stage, Relative Water Level, Other Method | MNDA_PESTICIDE |  |  |  | 7/2/2018 2:13:50 PM
275018 | FLD STR STAGE POOL | Stream Stage, Relative Water Level, Pool/Tailwater Elevation | MNPCA |  |  |  | 2/11/2014 5:26:36 PM
548503 | FLD STR STAGE STAFF | Stream Stage, Relative Water Level, Staff Gage | MNDA_PESTICIDE |  |  |  | 12/3/2018 12:51:06 PM
274969 | FLD STR STAGE STAFF | Stream Stage, Relative Water Level, Staff Gage | MNPCA |  |  |  | 2/1/2019 10:38:40 AM
548524 | FLD STR STAGE T-D | Stream Stage, Relative Water Level, Tape-Down Method | MNDA_PESTICIDE |  |  |  | 2/1/2018 3:11:01 PM
274917 | FLD STR STAGE T-D | Stream Stage, Relative Water Level, Tape-Down Method | MNPCA |  |  |  | 2/1/2019 10:39:00 AM
274972 | FLD STR STAGE USGS | Stream Stage, Relative Water Level, USGS Gage | MNPCA |  |  |  | 2/1/2019 10:39:17 AM
274981 | FLD STR STAGE WIRE | Stream Stage, Relative Water Level, Wire Weight | MNPCA |  |  |  | 2/1/2019 10:37:19 AM
549368 | FLD STR STAGE WIRE | Stream Stage, Relative Water Level, Wire Weight | MNDA_PESTICIDE |  |  |  | 2/1/2018 3:04:45 PM
530402 | FLD TDD | Tape-down Distance Measurement to Water Surface | MNPCA |  |  |  | 2/1/2019 10:37:42 AM
743480 | FLD TTUBE100 | Transparency Tube, 100 cm | MNPCA_BIO |  |  |  | 5/1/2018 11:14:58 AM
548616 | FLD TTUBE100 | Transparency Tube, 100 cm | MNDA_PESTICIDE |  |  |  | 11/1/2018 11:12:40 AM
274916 | FLD TTUBE100 | Transparency Tube, 100 cm | MNPCA |  |  |  | 6/1/2018 10:13:11 AM
274964 | FLD TTUBE120 | Transparency Tube, 120 cm | MNPCA |  |  |  | 5/1/2018 2:23:21 PM
275016 | FLD TTUBE160 | Transparency tube, 160 cm | MNPCA |  |  |  | 7/13/2013 6:23:26 AM
548681 | FLD TTUBE60 | Transparency Tube, 60 cm | MNDA_PESTICIDE |  |  |  | 12/3/2018 12:52:45 PM
274890 | FLD TTUBE60 | Transparency Tube, 60 cm | MNPCA |  |  |  | 8/6/2018 11:30:10 AM
743482 | FLD TTUBE60 | Transparency Tube, 60 cm | MNPCA_BIO |  |  |  | 5/1/2018 11:14:58 AM
274894 | FLD TURB | Turbidity, Nephelometric Method | MNPCA |  |  |  | 2/1/2019 10:37:18 AM
110626 | FLD TURB PROBE | Turbidity, Probe Method | MNPCA |  |  |  | 8/6/2018 11:30:52 AM
552388 | FLM | FLOW METER | MEDEP_WQX |  |  |  | 2/23/2016 1:44:35 PM
730309 | FLOW | FLOW | ARSG | FLOW by meter or flume |  |  | 3/23/2016 10:11:38 AM
109587 | FLOW | Electromagnetic flow meter | 21FLAVON_WQX |  |  |  | 4/11/2016 4:54:45 PM
62840 | FLOW | Portable Electromagnetic Water Flowmeter Measurement | UTEMTN | Equipment: Marsh-McBirney MMI Model 2000 FLO-MATE portable water flowmeter; adjustable wading rod Citation: Ute Mountain Ute Water Quality Dept. Standard Operating Procedures |  |  | 4/9/2018 7:18:11 PM
20159 | FLOW | Plant Flow metering | HI301H_WQX | Influent and Effluent flow metering per T&D SOP |  |  | 1/13/2015 2:16:40 PM
511152 | FLOW | Field Measurement of Flow | 21FLSUW_WQX | USGS Techniques of Water Resource Investigations by Buchanan and Sommers (1969); Discharge measurements at gaging stations, by T.J. Buchanan and W.P. Somers: USGS??TWRI Book 3, Chapter A8. 1969. |  |  | 12/11/2018 12:08:32 PM
459083 | FLOW | Determination of flow velocity | 21FLACEP_WQX |  |  |  | 7/7/2014 3:43:23 PM
213098 | FLOW-001 | FLOW-001 | R10BUNKER |  |  |  | 7/1/2011 7:05:37 PM
561092 | FLOW-AFCURE_CALC_WQX | Calculated streamflow based on AFCURE Sampling Plan design. See activity and/or result comments for flow components. | 21COL001_WQX |  |  |  | 9/4/2015 10:54:38 AM
213407 | FLOW-AVG | FLOW-AVG | R10BUNKER |  |  |  | 7/1/2011 7:05:37 PM
565364 | FLOW-BOULDR_CALC_WQX | Calculated flow based on a upstream gage and effluent discharge. See activity and/or result comments for components. | 21COL001_WQX |  |  |  | 8/12/2015 6:21:10 PM
565365 | FLOW-CWSD_CALC_WQX | Calculated streamflow based on Centennial Sampling Plan design. See activity and/or result comments for flow components. | 21COL001_WQX |  |  |  | 8/12/2015 6:42:56 PM
557942 | FLOW-DAILY_MEAN | Daily Flow value calculated over the Associated Time Basis | 21COL001_WQX |  |  |  | 8/12/2015 5:00:14 PM
557940 | FLOW-DAILY_MEAN_WQX | Daily Flow value calculated over the Associated Time Basis | 21COL001_WQX |  |  |  | 11/8/2018 5:51:58 PM
507225 | FLOW-DDV | FLOW (DEPTH, DIAMETER, AND VELOCITY) | 11113300 | FLOW MEASUREMENT UTILIZING DEPTH, DIAMETER, AND VELOCITY TO DERIVE FLOW (CFS). UNKNOWN HOW VELOCITY MEASUREMENT WAS TAKEN. |  |  | 11/26/2012 10:06:43 AM
511162 | FLOW-DDV-FLOAT | FLOW (DEPTH, DIAMETER, AND VELOCITY WITH A FLOAT) | 11113300 | FLOW MEASUREMENT UTILIZING DEPTH, DIAMETER, AND VELOCITY TO DERIVE FLOW (CFS). VELOCITY MEASURED WITH A FLOAT. |  |  | 11/26/2012 11:04:19 AM
511163 | FLOW-DDV-METER | FLOW (DEPTH, DIAMETER, AND VELOCITY WITH A FLOW METER) | 11113300 | FLOW MEASUREMENT UTILIZING DEPTH, DIAMETER, AND VELOCITY TO DERIVE FLOW (CFS). VELOCITY MEASURED WITH A FLOW METER. |  |  | 11/26/2012 11:04:18 AM
520985 | FLOW-DOPPLER-MDEQ-WQ | Flow, from Doppler | MDEQ_WQ_WQX |  |  |  | 7/1/2016 11:34:53 AM
507222 | FLOW-DWV | FLOW (DEPTH, WIDTH, AND VELOCITY) | 11113300 | FLOW MEASUREMENT UTILIZING DEPTH, WIDTH, AND VELOCITY TO DERIVE FLOW (CFS). UNKNOWN HOW VELOCITY MEASUREMENT WAS TAKEN. |  |  | 2/7/2018 3:31:10 PM
215321 | FLOW-DWV-FLOAT | FLOW (DEPTH, WIDTH, AND VELOCITY WITH A FLOAT) | 11113300 | FLOW MEASUREMENT UTILIZING DEPTH, WIDTH, AND VELOCITY TO DERIVE FLOW (CFS). VELOCITY MEASURED WITH A FLOAT. |  |  | 1/11/2017 9:35:05 AM
507226 | FLOW-DWV-METER | FLOW (DEPTH, WIDTH, AND VELOCITY WITH A FLOW METER) | 11113300 | FLOW MEASUREMENT UTILIZING DEPTH, WIDTH, AND VELOCITY TO DERIVE FLOW (CFS). VELOCITY MEASURED WITH A FLOW METER. |  |  | 2/7/2018 3:31:16 PM
565355 | FLOW-EST-MDEQ-REM | Flow, Estimated | MDEQ_REM_WQX |  |  |  | 7/29/2015 3:36:42 PM
63108 | FLOW-EST-MDEQ-WQ | Flow, Estimated | MDEQ_WQ_WQX |  |  |  | 10/17/2018 12:32:47 PM
62999 | FLOW-EST-MTVOLWQM | Flow, Estimated | MTVOLWQM_WQX |  |  |  | 1/30/2014 4:14:41 PM
63007 | FLOW-EST-MTWTRSHD | Flow, Estimated | MTWTRSHD_WQX |  |  |  | 2/28/2019 1:08:13 PM
530440 | FLOW-EST-OCC | Flow, Estimated | OCC |  |  |  | 3/26/2015 1:17:43 PM
143177 | FLOW-EST-R8MONTWQ | Flow, Estimated | R8MONTWQ |  |  |  | 5/21/2013 3:13:44 PM
110063 | FLOW-ESTIMATE | FLOW (ESTIMATED) | 11113300 | ESTIMATION OF FLOW IN CFS. |  |  | 2/7/2018 3:31:24 PM
63122 | FLOW-FLOAT-MDEQ-WQ | Flow, Float Method | MDEQ_WQ_WQX |  |  |  | 5/24/2016 1:45:20 PM
458982 | FLOW-FLOAT-MTVOLWQM | Flow, Float Method | MTVOLWQM_WQX |  |  |  | 12/14/2012 10:36:30 AM
63089 | FLOW-FLOAT-MTWTRSHD | Flow, Float Method | MTWTRSHD_WQX |  |  |  | 1/15/2014 11:26:40 AM
520979 | FLOW-FLOAT2-MDEQ-WQ | Flow, Float Method with 0.85 Correction Factor Applied | MDEQ_WQ_WQX |  |  |  | 9/7/2018 4:27:15 PM
565356 | FLOW-GAGE-MDEQ-REM | Flow, Determination from Staff Gage | MDEQ_REM_WQX |  |  |  | 7/30/2015 9:46:02 AM
63109 | FLOW-GAGE-MDEQ-WQ | Flow, Determination from Staff Gage | MDEQ_WQ_WQX |  |  |  | 12/14/2018 12:07:34 PM
63005 | FLOW-GAGE-MONT-PPL | Flow, Determination from Staff Gage | MONT_PPL_WQX |  |  |  | 11/16/2009 1:41:41 PM
458984 | FLOW-GAGE-MTVOLWQM | Flow, Determination from Staff Gage | MTVOLWQM_WQX |  |  |  | 3/19/2012 12:15:07 PM
63088 | FLOW-GAGE-MTWTRSHD | Flow, Determination from Staff Gage | MTWTRSHD_WQX |  |  |  | 5/14/2018 3:24:55 PM
65967 | FLOW-GAGE-R8MONTWQ | Flow, Determination from Staff Gage | R8MONTWQ |  |  |  | 1/21/2010 4:30:45 PM
65242 | FLOW-GAGE-TSWQC | Flow, Determination from Staff Gage | TSWQC_WQX |  |  |  | 1/12/2010 1:27:54 PM
557939 | FLOW-GAGED_WQX | Instantaneous Flow using Staff or other type of stream gage | 21COL001_WQX |  |  |  | 2/13/2019 11:48:31 AM
213408 | FLOW-MAX | FLOW-MAX | R10BUNKER |  |  |  | 7/1/2011 7:05:38 PM
565354 | FLOW-METER-MDEQ-REM | Flow, from Field Meter | MDEQ_REM_WQX |  |  |  | 1/25/2019 10:53:13 AM
63110 | FLOW-METER-MDEQ-WQ | Flow, from Field Meter | MDEQ_WQ_WQX |  |  |  | 11/16/2018 2:05:22 PM
458985 | FLOW-METER-MTVOLWQM | Flow, from Field Meter | MTVOLWQM_WQX |  |  |  | 1/4/2019 1:32:31 PM
63083 | FLOW-METER-MTWTRSHD | Flow, from Field Meter | MTWTRSHD_WQX |  |  |  | 2/28/2019 1:08:13 PM
530439 | FLOW-METER-OCC | Flow, from Field Meter | OCC |  |  |  | 1/23/2014 3:16:39 PM
65966 | FLOW-METER-R8MONTWQ | Flow, from Field Meter | R8MONTWQ |  |  |  | 2/21/2019 5:24:10 PM
507224 | FLOW-OBSERVED | FLOW (OBSERVED TO BE 0 CFS) | 11113300 | FLOW MEASUREMENT TAKEN WHEN WATER IS STAGNANT OR THERE IS NOT WATER. RECORDED AS ZERO CFS. |  |  | 2/7/2018 3:31:11 PM
63087 | FLOW-PIPE-MTWTRSHD | Pipe Flow Measurement by Insertion Flow Sensor | MTWTRSHD_WQX |  |  |  | 11/20/2009 2:58:01 PM
561093 | FLOW-SPCURE_CALC_WQX | Calculated streamflow based on SPCURE Sampling Plan design. See activity and/or result comments for flow components. | 21COL001_WQX |  |  |  | 8/7/2015 12:24:26 PM
732273 | FLOW-STAFF | flow-staff to collect discharge | LFWS |  |  |  | 6/30/2016 5:36:41 PM
557938 | FLOW-TOTAL_DAILY_WQX | Measured Total Daily Flow | 21COL001_WQX |  |  |  | 11/8/2018 5:51:55 PM
187276 | FLOW-USGS | FLOW-USGS | R10BUNKER |  |  |  | 7/1/2011 7:07:00 PM
107225 | FLOW-VELOCITY | FLOW (VELOCITY ONLY) | 11113300 | ONLY THE VELOCITY OF THE STREAM OR PIPE WAS RECORDED IN FPS. |  |  | 6/15/2010 3:08:39 PM
732222 | FLOW-VISUALESTIMATE | VISUAL ESTIMATE OF STREAM FLOW | U_NH01 | FLOW IS ESTIMATED BASED ON VISUAL OBSERVATIONS AND PREVIOUS MEASUREMENTS/EXPERIENCE WITH THE STREAM/SAMPLING STATION. RESULT IS AN ESTIAMTE AND ARE NOT DERIVED WITH THE ASSISTANCE OF A TAPE MEASURE, TO OBTAIN THE CROSS SECTIONAL AREA, OR WITH A STREAM FLOW METER. THE DATA SHOULD BE USED TO GIVE SOME PERSPECTIVE OF HOW MUCH WATER IS FLOWING AT THE TIME OF SAMPLING, HOWEVER, DATA SHOULD BE INTERPRETED WITH CAUTION PARTICULARLY IF COMPARING TO DATA OBTAINED FROM FLOW INSTRUMENTS OR CALCULATION. |  |  | 1/24/2017 12:18:13 PM
110064 | FLOW-VOLUMETRIC | FLOW (VOLUMETRIC) | 11113300 | FLOW MEASUREMENT UTILIZING SOME TYPE OF VESSEL OF KNOWN VOLUME. TIME TO FILL VESSEL AND VESSEL VOLUME ARE USED TO DERIVE FLOW (CFS). |  |  | 12/21/2015 9:24:10 AM
110709 | FLUORIDE | Fluoride | 21FLMANA_WQX | SM 4500-F-C There are no separate sample preparation steps for this analysis |  |  | 7/2/2014 8:43:02 AM
733233 | Fluoride | 4500-F- C | WQXTEST |  |  |  | 4/4/2018 11:14:54 PM
764483 | FLUORO | Colorized Dissolved Organic Matter | COEOMAHA_WQX |  |  |  | 1/3/2019 5:11:15 PM
67555 | FM-MP | FIELD MEASUREMENTS BY MULTI-PROBE | 21MSWQ_WQX |  |  |  | 10/15/2010 12:16:05 PM
5096 | FMG | Fish inventory and monitoring technical guide, USDA-FS | USDA | Fish Monitoring Guide, USDA-FS ~ USDA-FS ; Fish inventory and monitoring technical guide, USDA-FS |  | https://www.nemi.gov/methods/method_summary/9917/ | 7/31/2013 12:00:00 AM
561014 | FOB_QAPP | Friends of Bonsal Preserve | FOB | Sample collection method as designated in QAPP. |  |  | 1/12/2015 12:12:46 PM
741217 | FOLA_UC_RACOB | Reptile and Amphibian Counts by Observation by Armstrong and Adams, UC | 11NPSWRD_WQX | Armstrong and Adams (1988) of University of Colorado conducted reptile and amphibian population studies (counts) by covering on foot as much of Fort Laramie National Historic Site as practical, recording all animals and signs observed. Armstrong, D.M., and R.A. Adams; 1988; Vertebrates of Fort Laramie National Historical Site, Wyoming: An Ecological and Historical Perspective - Draft Final Technical Report; University of Colorado Museum, Boulder, CO; 73 pp. |  |  | 9/1/2017 4:25:54 PM
732601 | Folk 1974 BIO-8.2 | Folk 1974 SOP BIO-8.2 Rev2.4 | EPAR2 | Grainsize, Modified Pipet w/Sand Fractions |  |  | 8/10/2016 8:50:57 AM
5094 | FOR SMALL WATERSHEDS | Cumulative uncertainty in measured streamflow and water quality data for small watersheds | USDA | Cumulative uncertainty in measured streamflow and water quality data for small watersheds ~ USDA-ARS ; Harmel, R.D., R.J. Cooper, R.M. Slade, R.L. Haney, and J.G. Arnold |  | https://www.nemi.gov/methods/sams_method_summary/11938/ | 7/31/2013 12:00:00 AM
67544 | FORMALDEHYDE | FORMALDEHYDE | 21NC03WQ |  |  |  | 5/23/2011 4:19:54 PM
732587 | FORTNIOB_NPS_COLISCA | E. coli and Total Coliforms by Coliscan Easygel System from Micrology Laboratories | 11NPSWRD_WQX | E. coli and/or total coliforms were determined by the Coliscan Easygel System from Micrology Laboratories, Goshen, IN. Unknown; 19--; No Cite - Method Not Cited; Unknown; Vol -- |  |  | 7/8/2016 9:51:12 AM
732580 | FORTNIOB_NPS_DTEMP_U | Temperature by Digital Thermometer | 11NPSWRD_WQX | Temperature was measured with a digital thermometer of unknown manufacturer and model. Unknown; 19--; No Cite - Method Not Cited; Unknown; Vol -- |  |  | 7/8/2016 9:51:12 AM
732583 | FORTNIOB_NPS_FIELD_W | Field Measurement of Water Temperature by Thermometer | 11NPSWRD_WQX | Temperature of the water was measured in the field with a thermometer. Unknown; 19--; No Cite - Method Not Cited; Unknown; Vol -- |  |  | 7/8/2016 9:51:12 AM
732586 | FORTNIOB_NPS_LAMOT31 | Phosphate by LaMotte Low Range Phosphate in Water Test Kit 3121-01 | 11NPSWRD_WQX | Sample analyzed for phosphate using Low Range Phosphate in Water Test Kit Code 3121-01. Unknown; 19--; No Cite - Method Not Cited; Unknown; Vol -- |  |  | 7/8/2016 9:51:12 AM
732584 | FORTNIOB_NPS_LAMOT44 | LaMotte Alkalinity Test Kit 4491-DR | 11NPSWRD_WQX | LaMotte Alkalinity Test Kit 4491-DR direct reading titrator. Unknown; 19--; No Cite - Method Not Cited; Unknown; Vol -- |  |  | 7/8/2016 9:51:12 AM
732582 | FORTNIOB_NPS_LAMOTPH | pH by LaMotte pH PockeTester 20 | 11NPSWRD_WQX | pH was measured with a LaMotte pH PockeTester 20. Unknown; 19--; No Cite - Method Not Cited; Unknown; Vol -- |  |  | 7/8/2016 9:51:12 AM
732585 | FORTNIOB_NPS_LAMOTTE | Ammonia by LaMotte Ammonia Nitrogen Test Kit 5864 | 11NPSWRD_WQX | Sample analyzed for ammonia nitrogen using LaMotte Ammonia Nitrogen Test Kit Code 5864. Unknown; 19--; No Cite - Method Not Cited; Unknown; Vol -- |  |  | 7/8/2016 9:51:12 AM
732581 | FORTNIOB_NPS_YSI85 | YSI Model 85 DO, Conductivity, Salinity, Temperature Instrument | 11NPSWRD_WQX | Unknown; 19--; No Cite - Method Not Cited; Unknown; Vol -- |  |  | 7/8/2016 9:51:12 AM
110130 | FP | Field Parameter | 21FLDADE_WQX | Field sample using field equipement, per DERM's SOP |  |  | 12/3/2018 12:15:58 PM
565906 | FPTQAPP | Fort Peck Tribes Quality Assurance Project Plan | FORTPECK | Fort Peck Tribes Quality Assurance Project Plan Citation: Fort Peck Tribes Quality Assurance Project Plan |  |  | 9/13/2018 12:19:14 PM
742840 | FROG_WETLAND | Wetland Frog Logger Survey % Density | 21GAEPD_WQX | GA EPD Frog Logger % Density Method. |  |  | 11/3/2017 9:29:19 AM
268923 | FRONTIER-AS | Arsenic by HG-AFS | MNPCA |  |  |  | 1/17/2012 2:56:58 PM
266116 | FRONTIER-HG | Mercury by CV-AFS | MNPCA |  |  |  | 6/25/2013 4:48:35 AM
268922 | FRONTIER-MTLS | Trace Metals by ICP/MS at Frontier Labs | MNPCA |  |  |  | 6/3/2016 3:12:44 PM
551800 | FRZDRY | FRZDRY | SALTCHUCK_WQX |  |  |  | 6/5/2014 8:14:04 PM
511150 | FS 2100 | Surface Water Sampling | 21FLSUW_WQX | Acceptable equipment selection and equipment construction materials; and standard grab, depth-specific and depth-composited surface water sampling techniques. Information regarding sample types and flow- or time-weighted aqueous sampling is found in FS 2420;http://www.dep.state.fl.us/water/sas/qa/docs/62-160/fs-2100-surface-water-sampling.doc |  |  | 12/11/2018 12:08:16 PM
764374 | FS2100 | Depth | 21FLEECO_WQX |  |  |  | 12/4/2018 11:27:25 AM
733222 | FS2200 | Elevation, water surface, MSL | 21FLGW_WQX | Elevation, water surface, MSL |  |  | 1/12/2018 4:18:47 PM
733221 | FS2211(3) | Water level in well, measured from MSL | 21FLGW_WQX |  |  |  | 1/12/2018 4:18:47 PM
110141 | FT 1000 | Field Measurements and Observations | 21FLPDEM_WQX |  |  |  | 2/26/2018 3:26:02 PM
262078 | FT 1000 | Temperature, air | 21FLCEN_WQX |  |  |  | 8/20/2014 2:03:33 PM
511147 | FT 1100 | Field Measurement of Hydrogen Ion Activity (pH) | 21FLSUW_WQX |  |  |  | 12/11/2018 12:08:16 PM
544207 | FT 1100 | Field Measurement of Hydrogen Ion Activity (pH) | 21FLHILL_WQX |  |  |  | 12/6/2018 1:00:13 PM
262073 | FT 1100 | pH | 21FLCEN_WQX |  |  |  | 8/20/2014 2:03:21 PM
511149 | FT 1200 | Field Measurement of Specific Conductance (Conductivity) | 21FLSUW_WQX |  |  |  | 12/11/2018 12:08:16 PM
262074 | FT 1200 | Conductivity | 21FLCEN_WQX |  |  |  | 8/20/2014 2:03:21 PM
544206 | FT 1200 | Field Measurement of Specific Conductance | 21FLHILL_WQX |  |  |  | 12/6/2018 1:00:13 PM
511148 | FT 1300 | Field Measurement of Salinity | 21FLSUW_WQX |  |  |  | 12/11/2018 12:08:16 PM
262081 | FT 1300 | Salinity | 21FLCEN_WQX |  |  |  | 8/20/2014 9:14:35 AM
544208 | FT 1400 | Field Measurement of Temperature | 21FLHILL_WQX |  |  |  | 12/6/2018 1:00:13 PM
262076 | FT 1400 | temperature | 21FLCEN_WQX |  |  |  | 8/20/2014 2:03:21 PM
511146 | FT 1400 | Field Measurement of Water Temperature | 21FLSUW_WQX |  |  |  | 12/11/2018 12:08:16 PM
262075 | FT 1500 | Dissolved Oxygen (DO) | 21FLCEN_WQX |  |  |  | 8/20/2014 2:03:21 PM
511144 | FT 1500 | Field Measurement of Dissolved Oxygen | 21FLSUW_WQX |  |  |  | 12/11/2018 12:08:16 PM
544209 | FT 1500 | Field Measurement of Dissolved Oxygen (DO) | 21FLHILL_WQX |  |  |  | 12/6/2018 1:00:13 PM
262077 | FT 1700 | Secchi disk depth | 21FLCEN_WQX |  |  |  | 8/20/2014 2:03:21 PM
110120 | FT 1700 | FDEP SOP Secchi Disk depth | CHNEPTMR_WQX |  |  |  | 12/13/2018 11:47:56 AM
109732 | FT 1700 | FDEP SOP Secchi Disk depth | CHNEPCHP_WQX |  |  |  | 10/21/2010 9:51:47 AM
511145 | FT 1700 | Field Measurement of Light Penetration (Secchi Depth and Transparency) | 21FLSUW_WQX |  |  |  | 12/11/2018 12:08:16 PM
544021 | FT 1700 | Field Measurement of Light Penetration (SECCHI Depth and Transparency) | 21FLHILL_WQX |  |  |  | 12/6/2018 1:00:14 PM
110124 | FT 1700 | FDEP SOP Secchi Disk depth | CHNEPCHW_WQX |  |  |  | 1/3/2011 2:29:04 PM
109733 | FT 1700 | FDEP SOP Secchi Disk depth | CHNEPCHE_WQX |  |  |  | 12/12/2018 4:04:24 PM
110117 | FT 1700 | FDEP SOP Secchi Disk depth | CHNEPLLB_WQX |  |  |  | 12/13/2018 10:53:17 AM
110121 | FT 1700 | FDEP SOP Secchi Disk depth | CHNEPTPR_WQX |  |  |  | 12/13/2018 12:00:37 PM
109789 | FT-1000 | FDEP General Field Procedures | 21FLSWFD_WQX |  |  |  | 2/27/2018 10:39:27 AM
511135 | FT-1100 | Field Measurement of Hydrogen Ion Activity (pH) | 21FLSWFD_WQX |  |  |  | 11/8/2013 11:41:01 AM
109612 | FT-1100 | Field Measurement of Hydrogen Ion Activity (pH) | 21FLSARA_WQX |  |  |  | 1/25/2019 11:03:19 AM
511134 | FT-1200 | Field Measurement of Specific Conductance | 21FLSWFD_WQX |  |  |  | 11/8/2013 11:41:01 AM
109608 | FT-1200 | Field Measurement of Specific Conductance | 21FLSARA_WQX |  |  |  | 1/25/2019 11:03:19 AM
109610 | FT-1300 | Field Measurement of Salinity | 21FLSARA_WQX |  |  |  | 1/25/2019 11:03:19 AM
511138 | FT-1300 | Field Measurement of Salinity | 21FLSWFD_WQX |  |  |  | 11/8/2013 11:41:01 AM
511136 | FT-1400 | Field Measurement of Temperature | 21FLSWFD_WQX |  |  |  | 11/8/2013 11:41:01 AM
109609 | FT-1400 | Field Measurement of Temperature | 21FLSARA_WQX |  |  |  | 1/25/2019 11:03:19 AM
109611 | FT-1500 | Field Measurement of Dissolved Oxygen | 21FLSARA_WQX |  |  |  | 1/25/2019 11:03:19 AM
511137 | FT-1500 | Field Measurement of Dissolved Oxygen | 21FLSWFD_WQX |  |  |  | 11/8/2013 11:41:01 AM
109619 | FT-1700 | Field Measurement of Light Penetration (Secchi Depth and Transparency) | 21FLSARA_WQX |  |  |  | 1/25/2019 11:03:19 AM
109790 | FT-1700 | Field Measurement of Light Penetration (Secchi Depth and Transparency) | 21FLSWFD_WQX |  |  |  | 2/27/2018 10:39:27 AM
730565 | FT-1700 | Field Measurement of Light Penetration (Secchi Depth and Transparency) | 21FLLCPC_WQX |  |  |  | 12/4/2018 2:07:27 PM
262279 | FT-2000 | Field Residual Chlorine | 21FLPNS_WQX |  |  |  | 5/30/2014 11:08:12 AM
5059 | FT-SG | Francisella tularensis plate count method | USEPA | Ft-SG ~ EPA-OW ; Francisella tularensis plate count method |  | https://www.nemi.gov/methods/method_summary/10928/ | 7/31/2013 12:00:00 AM
521600 | FT1000 | General Field | 21FLDELT_WQX |  |  |  | 9/15/2016 9:19:45 AM
506902 | FT1000GW | FDEP General Field Testing and Measurement | 21FLGW_WQX | General Field Testing and Measurement in conjunction with FT1100 through FT3000 Specific Field Testing Procedures. These include the parameters that are measured in-situ or in a field-collected sample. |  |  | 12/12/2013 2:38:38 PM
109631 | FT1100 | Field Measurement of Hydrogen Ion Activity (pH) | 21FLORAN_WQX |  |  |  | 12/5/2018 11:52:35 AM
764562 | FT1100 | Field Measurement of Hydrogen Ion Activity (pH) | 21FLALTA_WQX |  |  |  | 1/24/2019 10:09:20 AM
764443 | FT1100 | Field Measurement of Hydrogen Ion Activity (pH) | 21FLKISS_WQX |  |  |  | 12/12/2018 12:36:20 PM
547667 | FT1100 | Field pH | 21FLCOSP_WQX |  |  |  | 2/23/2018 4:31:52 PM
522119 | FT1100 | pH | 21FLRCID_WQX |  |  |  | 6/26/2014 10:34:42 AM
257442 | FT1100 | pH | 21FLTPA_WQX |  |  |  | 3/12/2014 8:19:15 AM
262091 | FT1100 | FIELD MEASUREMENT OF HYDROGEN ION ACTIVITY (pH) | 21FLWQSP_WQX |  |  |  | 11/16/2018 2:08:34 PM
109606 | FT1100 | Field Measurement of Hydrogen Ion Activity (pH) | 21FLBREV_WQX | Department of Environmental Protection Standard Operating Procedures for Field Activities DEP-SOP-001/01, February 1, 2004 verison |  |  | 10/14/2010 9:13:17 AM
109988 | FT1100 | pH by FDEP Standards | 21FLSEM_WQX |  |  |  | 12/5/2018 2:21:48 PM
110103 | FT1100GW | pH, field | 21FLGW_WQX |  |  |  | 1/12/2018 4:18:21 PM
547672 | FT1200 | Field Specific Conductance | 21FLCOSP_WQX |  |  |  | 2/23/2018 4:31:52 PM
764564 | FT1200 | Florida Department of Environmental Protection;2005;FDEP Field Analytical Methods Crosswalk;Florida Department of Enviro | 21FLALTA_WQX |  |  |  | 1/24/2019 10:09:20 AM
262092 | FT1200 | FT 1200 FIELD MEASUREMENT OF SPECIFIC CONDUCTANCE | 21FLWQSP_WQX |  |  |  | 11/16/2018 2:08:34 PM
109603 | FT1200 | Field Measurement of Specific Conductance | 21FLBREV_WQX | Department of Environmental Protection Standard Operating Procedures for Field Activities DEP-SOP-001/01, February 1, 2004 verison |  |  | 10/14/2010 9:13:17 AM
522116 | FT1200 | Specific Conductivity | 21FLRCID_WQX |  |  |  | 6/26/2014 10:34:42 AM
109989 | FT1200 | Specific Conductivity by FDEP Standards | 21FLSEM_WQX |  |  |  | 12/5/2018 2:21:48 PM
257443 | FT1200 | Specific conductivity | 21FLTPA_WQX |  |  |  | 3/12/2014 8:19:14 AM
109634 | FT1200 | Field Measurement of Specific Conductance | 21FLORAN_WQX |  |  |  | 12/5/2018 11:52:35 AM
764439 | FT1200 | Field Measurement of Specific Conductance | 21FLKISS_WQX |  |  |  | 12/12/2018 12:36:20 PM
111523 | FT1200GW | Specific conductance, field | 21FLGW_WQX |  |  |  | 1/12/2018 4:18:21 PM
109601 | FT1300 | Field Measurement of Salinity | 21FLBREV_WQX | Department of Environmental Protection Standard Operating Procedures for Field Activities DEP-SOP-001/01, February 1, 2004 verison |  |  | 10/14/2010 9:13:17 AM
257445 | FT1300 | Salinity | 21FLTPA_WQX |  |  |  | 3/12/2014 8:19:14 AM
547668 | FT1300 | Field Salinity | 21FLCOSP_WQX |  |  |  | 2/23/2018 4:31:52 PM
110106 | FT1300GW | Salinity, field | 21FLGW_WQX |  |  |  | 1/12/2018 4:18:23 PM
764563 | FT1400 | Field Measurement of Temperature | 21FLALTA_WQX |  |  |  | 1/24/2019 10:09:20 AM
109986 | FT1400 | Temperature, Water by FDEP Standards | 21FLSEM_WQX |  |  |  | 12/5/2018 2:21:48 PM
547670 | FT1400 | Field Temperature | 21FLCOSP_WQX |  |  |  | 2/23/2018 4:31:52 PM
764441 | FT1400 | Field Measurement of Temperature | 21FLKISS_WQX |  |  |  | 12/12/2018 12:36:20 PM
257446 | FT1400 | Temperature | 21FLTPA_WQX |  |  |  | 11/22/2016 2:44:16 PM
262093 | FT1400 | FT 1400 FIELD MEASUREMENT OF WATER TEMPERATURE | 21FLWQSP_WQX |  |  |  | 11/16/2018 2:08:34 PM
109629 | FT1400 | Field Measurement of Temperature | 21FLORAN_WQX |  |  |  | 12/5/2018 11:52:35 AM
109604 | FT1400 | Field Measurement of Temperature | 21FLBREV_WQX | Department of Environmental Protection Standard Operating Procedures for Field Activities DEP-SOP-001/01, February 1, 2004 verison |  |  | 10/14/2010 9:13:17 AM
522118 | FT1400 | Temperature, Water | 21FLRCID_WQX |  |  |  | 6/26/2014 10:34:41 AM
110104 | FT1400GW | Temperature, field | 21FLGW_WQX |  |  |  | 1/12/2018 4:18:21 PM
262094 | FT1500 | FT 1500 FIELD MEASUREMENT OF DISSOLVED OXYGEN | 21FLWQSP_WQX |  |  |  | 11/16/2018 2:08:34 PM
522117 | FT1500 | Dissolved Oxygen | 21FLRCID_WQX |  |  |  | 6/26/2014 10:34:42 AM
109987 | FT1500 | Dissolved Oxygen (DO) by FDEP Standards | 21FLSEM_WQX |  |  |  | 12/5/2018 2:21:48 PM
547669 | FT1500 | Field Dissolved Oxygen | 21FLCOSP_WQX |  |  |  | 2/23/2018 4:31:52 PM
764442 | FT1500 | Field Measurement of Dissolved Oxygen | 21FLKISS_WQX |  |  |  | 12/12/2018 12:36:20 PM
109635 | FT1500 | Field Measurement of Dissolved Oxygen | 21FLORAN_WQX |  |  |  | 12/5/2018 11:52:35 AM
764565 | FT1500 | Field Measurement of Dissolved Oxygen | 21FLALTA_WQX |  |  |  | 1/24/2019 10:09:20 AM
109605 | FT1500 | Field Measurement of Dissolved Oxygen | 21FLBREV_WQX | Department of Environmental Protection Standard Operating Procedures for Field Activities DEP-SOP-001/01, February 1, 2004 verison |  |  | 10/14/2010 9:13:17 AM
110004 | FT1500 | Dissolved oxygen | 21FLTPA_WQX |  |  |  | 3/12/2014 8:19:10 AM
110105 | FT1500GW | Dissolved oxygen, field | 21FLGW_WQX |  |  |  | 1/12/2018 4:18:21 PM
262095 | FT1600 | FT 1600 FIELD MEASUREMENT OF TURBIDITY | 21FLWQSP_WQX |  |  |  | 11/16/2018 2:08:34 PM
547671 | FT1600 | Field Turbidity | 21FLCOSP_WQX |  |  |  | 2/23/2018 4:31:52 PM
764440 | FT1600 | Turbidity by FDEP Standards | 21FLKISS_WQX |  |  |  | 12/12/2018 12:36:20 PM
764560 | FT1600 | Field Measurement of Turbidity | 21FLALTA_WQX |  |  |  | 1/24/2019 10:09:20 AM
109984 | FT1600 | Turbidity by FDEP Standards | 21FLSEM_WQX |  |  |  | 12/5/2018 2:21:48 PM
522227 | FT1600GW | Turbidity, field | 21FLGW_WQX |  |  |  | 11/29/2016 8:57:25 AM
109602 | FT1700 | Field Measurement of Light Penetration (Secchi depth and Transparency) | 21FLBREV_WQX | Department of Environmental Protection Standard Operating Procedures for Field Activities DEP-SOP-001/01, February 1, 2004 verison |  |  | 10/14/2010 9:13:17 AM
764566 | FT1700 | Field Measurement of Light Penetration (Secchi Depth and Transparency) | 21FLALTA_WQX |  |  |  | 1/24/2019 10:09:20 AM
109633 | FT1700 | Field Measurement of Light Penetration (Secchi Depth and Transparency) | 21FLORAN_WQX |  |  |  | 12/5/2018 11:52:35 AM
257444 | FT1700 | Depth, Secchi disk depth | 21FLTPA_WQX |  |  |  | 3/12/2014 8:19:14 AM
110094 | FT1700 | SECCHI DEPTH | 21FLA_WQX | SECCHI DEPTH MEASUREMENT |  |  | 5/14/2014 9:41:58 AM
109990 | FT1700 | Secchi Disk Depth by FDEP Standards | 21FLSEM_WQX |  |  |  | 12/5/2018 2:21:49 PM
110102 | FT1700GW | Seechi depth, field | 21FLGW_WQX |  |  |  | 1/12/2018 4:18:21 PM
732214 | FT1800 | Field Measurement of Water Flow and Velocity | 21FLORAN_WQX |  |  |  | 12/5/2018 11:52:34 AM
547673 | FT1800 | Field Flowmeters | 21FLCOSP_WQX |  |  |  | 2/23/2018 4:31:53 PM
110108 | FT1800GW | Stream Flow, Instantaneous | 21FLGW_WQX |  |  |  | 1/12/2018 4:19:15 PM
110622 | FT_1000 | Florida DEP field methods, general | 21FLCCSW_WQX |  |  |  | 2/3/2011 12:16:07 PM
764567 | FT_1000 | General Field Test | 21FLMRC_WQX |  |  |  | 1/24/2019 11:33:22 AM
110880 | FT_1000 | FDEP Field Sampling Protocols | 21FLCCZM_WQX |  |  |  | 12/3/2018 10:12:58 AM
109593 | FT_1100 | Field Measurement of Hydrogen Ion Activity (pH) | 21FLORL_WQX |  |  |  | 12/5/2018 12:24:49 PM
547657 | FT_1100 | Field Measurement of Hydrogen Ion Activity (pH) | 21FLAMEC_WQX |  |  |  | 7/22/2014 8:26:52 AM
109866 | FT_1100 | Field Measurement of Hydrogen Ion Activity (pH) | 21FLJXWQ_WQX |  |  |  | 12/4/2018 12:45:34 PM
110010 | FT_1100 | FIELD MEASUREMENT OF HYDROGEN ION ACTIVITY (pH) | 21FLWPB_WQX | 21FLWPB |  |  | 11/20/2018 10:29:36 AM
110028 | FT_1100 | Field measurement of pH | 21FLFTM_WQX |  |  |  | 1/16/2018 2:39:59 PM
110036 | FT_1100 | FIELD MEASUREMENT OF PH | 21FLCEN_WQX |  |  |  | 11/22/2016 3:21:40 PM
110073 | FT_1100 | FIELD MEASUREMENT OF PH | 21FLPNS_WQX |  |  |  | 11/23/2016 9:57:15 AM
110093 | FT_1100 | Field pH | 21FLA_WQX |  |  |  | 5/14/2014 9:41:52 AM
550834 | FT_1100 | Field Measurement of Hydrogen Ion Activity (pH) | 21FLSBL_WQX |  |  |  | 12/5/2018 1:45:54 PM
257297 | FT_1100 | Field Measurement of Hydrogen Ion Activity (pH) | 21FLCOAB_WQX |  |  |  | 12/3/2018 10:30:14 AM
257301 | FT_1100 | Field Measurement of Hydrogen Ion Activity (pH) | 21FLCONB_WQX |  |  |  | 12/3/2018 11:07:25 AM
257285 | FT_1100 | pH | 21FLJEA_WQX |  |  |  | 12/4/2018 12:16:21 PM
262097 | FT_1100 | FIELD MEASUREMENT OF PH | 21FLWQSP_WQX |  |  |  | 11/16/2018 2:08:27 PM
110719 | FT_1100 | FIELD MEASUREMENT OF PH | 21FLWQA_WQX |  |  |  | 11/19/2018 9:07:09 AM
131303 | FT_1100 | Field SOP for NS Mayport | 21FLMAYP_WQX |  |  |  | 8/30/2011 2:06:03 PM
131954 | FT_1100 | Field Observation Procedure/YSI Measurement | 21FLCOJB_WQX |  |  |  | 4/19/2011 1:53:35 PM
109563 | FT_1100 | Field Measurement of Hydrogen Ion Activity (pH) | 21FLCHAR_WQX |  |  |  | 11/16/2018 1:04:04 PM
110007 | FT_1100 | FIELD MEASUREMENT OF PH | 21FLTPA_WQX |  |  |  | 11/20/2018 2:03:47 PM
109648 | FT_1100 | Field Measurement of Hydrogen Ion Activity (pH) | 21FLNAPL_WQX |  |  |  | 12/12/2018 12:53:20 PM
764465 | FT_1100 | FIELD MEASUREMENT OF pH | 21FLTLHR_WQX |  |  |  | 12/13/2018 2:25:57 PM
109993 | FT_1100 | FIELD MEASUREMENT OF PH | 21FLBFA_WQX |  |  |  | 11/20/2018 11:29:28 AM
764376 | FT_1100 | Field Measurement Of Hydrogen Ion Activity (pH) | 21FLMRC_WQX |  |  |  | 1/24/2019 11:33:35 AM
109624 | FT_1100 | Field Measurement of Hydrogen Ion Activity (pH) | 21FLSMRC_WQX | Field Measurement of Hydrogen Ion Activity (pH) |  |  | 12/12/2018 3:40:20 PM
764395 | FT_1100 | Field Measurement of Hydrogen Ion Activity (pH) | 21FLCOBS_WQX |  |  |  | 12/7/2018 1:27:18 PM
764404 | FT_1100 | FT_1100 | 21FLGWMS_WQX |  |  |  | 12/7/2018 3:10:12 PM
764411 | FT_1100 | FIELD MEASUREMENT OF PH | 21FLWET_WQX |  |  |  | 12/7/2018 3:24:42 PM
764433 | FT_1100 | Field Measurement of Hydrogen Ion Activity (pH) | 21FLCOFM_WQX |  |  |  | 12/12/2018 11:54:11 AM
257459 | FT_1100 | FIELD MEASUREMENT OF PH | 21FLGW_WQX |  |  |  | 12/12/2013 8:16:32 AM
109754 | FT_1100 | Field Measurements of Hydrogen Ion Activity (pH) | 21FLPBCH_WQX |  |  |  | 12/5/2018 12:56:07 PM
109867 | FT_1200 | Field Measurement of Specific Conductance | 21FLJXWQ_WQX |  |  |  | 12/4/2018 12:45:34 PM
550830 | FT_1200 | Field Measurement of Specific Conductance | 21FLSBL_WQX |  |  |  | 12/5/2018 1:45:53 PM
110012 | FT_1200 | FIRLD MEASUREMENT OF SPECIFIC CONDUCTANCE | 21FLWPB_WQX |  |  |  | 11/20/2018 10:29:35 AM
110030 | FT_1200 | Field measurement of Specific Conductance | 21FLFTM_WQX |  |  |  | 1/16/2018 2:39:59 PM
110074 | FT_1200 | FIELD MEASUREMENT OF SPECIFIC CONDUCTANCE | 21FLPNS_WQX |  |  |  | 11/23/2016 9:57:15 AM
110091 | FT_1200 | Specific Conductivity | 21FLA_WQX |  |  |  | 5/14/2014 9:41:52 AM
262101 | FT_1200 | FIELD MEASUREMENT OF SPECIFIC CONDUCTANCE | 21FLWQSP_WQX |  |  |  | 11/16/2018 2:08:27 PM
110035 | FT_1200 | FIELD MEASUREMENT OF SPECIFIC CONDUCTANCE | 21FLCEN_WQX |  |  |  | 11/22/2016 3:21:40 PM
109592 | FT_1200 | Field Measurement of Specific Conductance | 21FLORL_WQX |  |  |  | 12/5/2018 12:24:49 PM
257298 | FT_1200 | Field Measurement of Specific Conductance | 21FLCOAB_WQX |  |  |  | 12/3/2018 10:30:14 AM
257302 | FT_1200 | Field Measurement of Specific Conductance | 21FLCONB_WQX |  |  |  | 12/3/2018 11:07:25 AM
109753 | FT_1200 | Field Measurement of Specific Conductance | 21FLPBCH_WQX |  |  |  | 12/5/2018 12:56:07 PM
257286 | FT_1200 | Specific Conductance | 21FLJEA_WQX |  |  |  | 12/4/2018 12:16:21 PM
109646 | FT_1200 | Field Measurement of Specific Conductance | 21FLNAPL_WQX |  |  |  | 12/12/2018 12:53:20 PM
110718 | FT_1200 | FIELD MEASUREMENT OF SPECIFIC CONDUCTANCE | 21FLWQA_WQX |  |  |  | 11/19/2018 9:07:09 AM
110005 | FT_1200 | FIELD MEASUREMENT OF SPECIFIC CONDUCTANCE | 21FLTPA_WQX |  |  |  | 11/20/2018 2:03:47 PM
109571 | FT_1200 | SOP Specific conductance | 21FLCHDH_WQX |  |  |  | 10/12/2010 12:50:01 PM
764462 | FT_1200 | FIELD MEASUREMENT OF SPECIFIC CONDUCTANCE | 21FLTLHR_WQX |  |  |  | 12/13/2018 2:25:57 PM
109625 | FT_1200 | Field Measurement of Specific Conductance | 21FLSMRC_WQX | Field Measurement of Specific Conductance |  |  | 12/12/2018 3:40:20 PM
764394 | FT_1200 | Field Measurement of Specific Conductance | 21FLCOBS_WQX |  |  |  | 12/7/2018 1:27:18 PM
764407 | FT_1200 | FT_1200 | 21FLGWMS_WQX |  |  |  | 12/7/2018 3:10:12 PM
764412 | FT_1200 | FIELD MEASUREMENT OF SPECIFIC CONDUCTANCE | 21FLWET_WQX |  |  |  | 12/7/2018 3:24:42 PM
764431 | FT_1200 | Field Measurement of Specific Conductance | 21FLCOFM_WQX |  |  |  | 12/12/2018 11:54:11 AM
763636 | FT_1200 | FIELD MEASUREMENT OF SPECIFIC CONDUCTANCE | 21FLCHAR_WQX |  |  |  | 11/16/2018 1:11:41 PM
547659 | FT_1200 | Field Measurement of Specific Conductance | 21FLAMEC_WQX |  |  |  | 7/22/2014 8:26:52 AM
109994 | FT_1200 | FIELD MEASUREMENT OF SPECIFIC CONDUCTANCE | 21FLBFA_WQX |  |  |  | 11/20/2018 11:29:28 AM
109864 | FT_1300 | Field Measurement of Salinity | 21FLJXWQ_WQX |  |  |  | 12/4/2018 12:45:34 PM
547658 | FT_1300 | Field Measurement of Salinity | 21FLAMEC_WQX |  |  |  | 7/22/2014 8:26:52 AM
110032 | FT_1300 | Field measurement of Salinity | 21FLFTM_WQX |  |  |  | 1/16/2018 2:39:59 PM
110041 | FT_1300 | FIELD MEASUREMENT OF SALINITY | 21FLCEN_WQX |  |  |  | 11/22/2016 3:21:40 PM
110076 | FT_1300 | FIELD MEASUREMENT OF SALINITY | 21FLPNS_WQX |  |  |  | 11/23/2016 9:57:15 AM
110095 | FT_1300 | Salinity | 21FLA_WQX |  |  |  | 5/14/2014 9:41:52 AM
550833 | FT_1300 | Field Measurement of Salinity | 21FLSBL_WQX |  |  |  | 5/19/2014 8:35:45 AM
257304 | FT_1300 | Field Measurement of Salinity | 21FLCONB_WQX |  |  |  | 12/3/2018 11:07:25 AM
109756 | FT_1300 | Field Measurement of Salinity | 21FLPBCH_WQX |  |  |  | 12/5/2018 12:56:07 PM
257288 | FT_1300 | Salinity | 21FLJEA_WQX |  |  |  | 12/4/2018 12:16:21 PM
262096 | FT_1300 | FIELD MEASUREMENT OF SALINITY | 21FLWQSP_WQX |  |  |  | 11/16/2018 2:08:27 PM
110720 | FT_1300 | FIELD MEASUREMENT OF SALINITY | 21FLWQA_WQX |  |  |  | 11/19/2018 9:07:09 AM
109560 | FT_1300 | Field Measurement of Salinity | 21FLCHAR_WQX |  |  |  | 11/16/2018 1:04:03 PM
110008 | FT_1300 | FIELD MEASUREMENT OF SALINITY | 21FLTPA_WQX |  |  |  | 11/20/2018 2:03:47 PM
109569 | FT_1300 | SOP Salinity | 21FLCHDH_WQX |  |  |  | 10/12/2010 12:50:01 PM
109644 | FT_1300 | Field Measurement of Salinity | 21FLNAPL_WQX |  |  |  | 12/12/2018 12:53:20 PM
764463 | FT_1300 | FIELD MEASUREMENT OF SPECIFIC CONDUCTANCE | 21FLTLHR_WQX |  |  |  | 12/13/2018 2:25:57 PM
109995 | FT_1300 | FIELD MEASUREMENT OF SALINITY | 21FLBFA_WQX |  |  |  | 11/20/2018 11:29:28 AM
257300 | FT_1300 | Field Measurement of Salinity | 21FLCOAB_WQX |  |  |  | 12/3/2018 10:30:14 AM
764415 | FT_1300 | FIELD MEASUREMENT OF SALINITY | 21FLWET_WQX |  |  |  | 12/7/2018 3:24:43 PM
764570 | FT_1300 | Field Measurement Of Salinity | 21FLMRC_WQX |  |  |  | 1/24/2019 11:33:36 AM
110013 | FT_1300 | FIELD MEASUREMENT OF SALINITY | 21FLWPB_WQX |  |  |  | 11/20/2018 10:29:36 AM
109865 | FT_1400 | Field Measurement of Temperature | 21FLJXWQ_WQX |  |  |  | 12/4/2018 12:45:34 PM
109991 | FT_1400 | FIELD MEASUREMENT OF TEMPERATURE | 21FLBFA_WQX |  |  |  | 11/20/2018 11:29:26 AM
110009 | FT_1400 | FIELD MEASUREMENT OF TEMPERATURE | 21FLWPB_WQX |  |  |  | 11/20/2018 10:29:36 AM
110031 | FT_1400 | Field measurement of Temperature | 21FLFTM_WQX |  |  |  | 1/16/2018 2:39:59 PM
110078 | FT_1400 | FIELD MEASUREMENT OF TEMPERATURE | 21FLPNS_WQX |  |  |  | 11/23/2016 9:57:15 AM
110096 | FT_1400 | Water temperature | 21FLA_WQX |  |  |  | 5/14/2014 9:41:51 AM
550832 | FT_1400 | Field Measurement of Temperature | 21FLSBL_WQX |  |  |  | 12/5/2018 1:45:53 PM
262099 | FT_1400 | FIELD MEASUREMENT OF TEMPERATURE | 21FLWQSP_WQX |  |  |  | 11/16/2018 2:08:27 PM
110038 | FT_1400 | FIELD MEASUREMENT OF TEMPERATURE | 21FLCEN_WQX |  |  |  | 11/22/2016 3:21:40 PM
109589 | FT_1400 | Field Measurement of Temperature | 21FLORL_WQX |  |  |  | 12/5/2018 12:24:49 PM
257299 | FT_1400 | Field Measurement of Temperature | 21FLCOAB_WQX |  |  |  | 12/3/2018 10:30:14 AM
257303 | FT_1400 | Field Measurement of Temperature | 21FLCONB_WQX |  |  |  | 12/3/2018 11:07:25 AM
110000 | FT_1400 | FIELD MEASUREMENT OF TEMPERATURE | 21FLCMP_WQX |  |  |  | 11/21/2018 11:21:31 AM
257289 | FT_1400 | Temperature | 21FLJEA_WQX |  |  |  | 12/4/2018 12:16:21 PM
109645 | FT_1400 | Field Measurement of Temperature | 21FLNAPL_WQX |  |  |  | 12/12/2018 12:53:20 PM
110723 | FT_1400 | FIELD MEASUREMENT OF TEMPERATURE | 21FLWQA_WQX |  |  |  | 11/19/2018 9:07:09 AM
109561 | FT_1400 | Field Measurement of Temperature | 21FLCHAR_WQX |  |  |  | 11/16/2018 1:04:03 PM
110003 | FT_1400 | FIELD MEASUREMENT OF TEMPERATURE | 21FLTPA_WQX |  |  |  | 11/20/2018 2:03:47 PM
109567 | FT_1400 | SOP Temperature, air | 21FLCHDH_WQX |  |  |  | 10/12/2010 12:50:01 PM
764464 | FT_1400 | FIELD MEASUREMENT OF TEMPERATURE | 21FLTLHR_WQX |  |  |  | 12/13/2018 2:25:57 PM
109622 | FT_1400 | Field Measurement of Temperature | 21FLSMRC_WQX | Field Measurement of Temperature |  |  | 12/12/2018 3:40:20 PM
764396 | FT_1400 | Field Measurement of Temperature | 21FLCOBS_WQX |  |  |  | 12/7/2018 1:27:18 PM
764405 | FT_1400 | FT_1400 | 21FLGWMS_WQX |  |  |  | 12/7/2018 3:10:12 PM
764414 | FT_1400 | FIELD MEASUREMENT OF TEMPERATURE | 21FLWET_WQX |  |  |  | 12/7/2018 3:24:42 PM
764432 | FT_1400 | Field Measurement of Temperature | 21FLCOFM_WQX |  |  |  | 12/12/2018 11:54:11 AM
764569 | FT_1400 | Field Measurement Of Temperature | 21FLMRC_WQX |  |  |  | 1/24/2019 11:33:36 AM
109752 | FT_1400 | Field Measurement of Temperature | 21FLPBCH_WQX |  |  |  | 12/5/2018 12:56:07 PM
257460 | FT_1400 | FIELD MEASUREMENT OF TEMPERATURE | 21FLGW_WQX |  |  |  | 12/12/2013 8:16:33 AM
547661 | FT_1400 | Field Measurement of Temperature | 21FLAMEC_WQX |  |  |  | 7/22/2014 8:26:52 AM
547660 | FT_1500 | Field Measurement of Dissolved Oxygen | 21FLAMEC_WQX |  |  |  | 7/22/2014 8:26:52 AM
109996 | FT_1500 | FIELD MEASUREMENT OF DISSOLVED OXYGEN | 21FLBFA_WQX |  |  |  | 11/20/2018 11:29:28 AM
109647 | FT_1500 | Field Measurement of Dissolved Oxygen | 21FLNAPL_WQX |  |  |  | 12/12/2018 12:53:20 PM
109572 | FT_1500 | SOP Dissolve oxygen saturation | 21FLCHDH_WQX |  |  |  | 10/12/2010 12:50:01 PM
110006 | FT_1500 | FIELD MEASUREMENT OF DISSOLVED OXYGEN | 21FLTPA_WQX |  |  |  | 11/20/2018 2:03:47 PM
110077 | FT_1500 | FIELD MEASUREMENT OF DISSOLVED OXYGEN | 21FLPNS_WQX |  |  |  | 11/23/2016 9:57:15 AM
109590 | FT_1500 | Field Measurement of Dissolved Oxygen | 21FLORL_WQX |  |  |  | 12/5/2018 12:24:49 PM
109562 | FT_1500 | Field Measurement of Dissolved Oxygen | 21FLCHAR_WQX |  |  |  | 11/16/2018 1:04:03 PM
732212 | FT_1500 | Field Measurement of Dissolved Oxygen | 21FLJXWQ_WQX |  |  |  | 4/26/2016 10:18:46 AM
110011 | FT_1500 | FIELD MEASUREMENT OF DISSOLVED OXYGEN | 21FLWPB_WQX |  |  |  | 11/20/2018 10:29:36 AM
764568 | FT_1500 | Field Measurement Of Dissolved Oxygen | 21FLMRC_WQX |  |  |  | 1/24/2019 11:33:36 AM
764434 | FT_1500 | Field Measurement of Dissolved Oxygen | 21FLCOFM_WQX |  |  |  | 12/12/2018 11:54:11 AM
257461 | FT_1500 | FIELD MEASUREMENT OF DISSOLVED OXYGEN | 21FLGW_WQX |  |  |  | 1/12/2018 4:23:09 PM
262098 | FT_1500 | FIELD MEASUREMENT OF DISSOLVED OXYGEN | 21FLWQSP_WQX |  |  |  | 11/16/2018 2:08:27 PM
764413 | FT_1500 | FIELD MEASUREMENT OF DISSOLVED OXYGEN | 21FLWET_WQX |  |  |  | 12/7/2018 3:24:42 PM
764406 | FT_1500 | FT_1500 | 21FLGWMS_WQX |  |  |  | 12/7/2018 3:10:12 PM
764393 | FT_1500 | Field Measurement of Dissolved Oxygen | 21FLCOBS_WQX |  |  |  | 12/7/2018 1:27:18 PM
109623 | FT_1500 | Field Measurement of Dissolved Oxygen | 21FLSMRC_WQX | Field Measurement of Dissolved Oxygen |  |  | 12/12/2018 3:40:20 PM
110092 | FT_1500 | Dissolved Oxygen | 21FLA_WQX |  |  |  | 5/14/2014 9:41:51 AM
764460 | FT_1500 | FIELD MEASUREMENT OF DISSOLVED OXYGEN | 21FLTLHR_WQX |  |  |  | 12/13/2018 2:25:57 PM
550831 | FT_1500 | Field Measurement of Dissolved Oxygen | 21FLSBL_WQX |  |  |  | 12/5/2018 1:45:54 PM
109755 | FT_1500 | Field Measurement of Dissolved Oxygen | 21FLPBCH_WQX |  |  |  | 12/5/2018 12:56:07 PM
257413 | FT_1500 | FDEP SOP for Dissolved Oxygen | 21FLMAYP_WQX |  |  |  | 12/4/2018 3:15:34 PM
109999 | FT_1500 | FIELD MEASUREMENT OF DISSOLVED OXYGEN | 21FLCMP_WQX |  |  |  | 11/21/2018 11:21:31 AM
110029 | FT_1500 | Field measurement of Dissolved Oxygen | 21FLFTM_WQX |  |  |  | 1/16/2018 2:39:59 PM
257287 | FT_1500 | Dissolved Oxygen | 21FLJEA_WQX |  |  |  | 12/4/2018 12:16:21 PM
110722 | FT_1500 | FIELD MEASUREMENT OF DISSOLVED OXYGEN | 21FLWQA_WQX |  |  |  | 11/19/2018 9:07:09 AM
110037 | FT_1500 | FIELD MEASUREMENT OF DISSOLVED OXYGEN | 21FLCEN_WQX |  |  |  | 11/22/2016 3:21:40 PM
109626 | FT_1600 | Field Measurement of Turbidity | 21FLSMRC_WQX | Field Measurement of Turbidity |  |  | 12/12/2018 3:40:20 PM
110098 | FT_1600 | FIELD MEASUREMENT OF TURBIDITY | 21FLA_WQX |  |  |  | 5/14/2014 9:41:51 AM
110721 | FT_1600 | FIELD MEASUREMENT OF TURBIDITY | 21FLWQA_WQX |  |  |  | 11/19/2018 9:07:26 AM
110033 | FT_1600 | Field measurement of Turbidity | 21FLFTM_WQX |  |  |  | 1/16/2018 2:40:15 PM
732636 | FT_1600 | Turbidity | 21FLJEA_WQX |  |  |  | 12/4/2018 12:16:21 PM
764417 | FT_1600 | FIELD MEASUREMENT OF TURBIDITY | 21FLWET_WQX |  |  |  | 12/7/2018 3:24:44 PM
733308 | FT_1600 | FIELD MEASUREMENT OF TURBIDITY | 21FLWPB_WQX |  |  |  | 11/20/2018 9:27:00 AM
531168 | FT_1700 | FIELD MEASUREMENT OF LIGHT PENETRATION (SECCHI DEPTH AND TRANSPERENCY) | 21FLWQSP_WQX |  |  |  | 11/16/2018 2:08:28 PM
764571 | FT_1700 | Field Measurement Of Light Penetratino (Secchi Depth and Transparency) | 21FLMRC_WQX |  |  |  | 1/24/2019 11:33:36 AM
764416 | FT_1700 | FIELD MEASUREMENT OF LIGHT PENETRATION (SECCHI DEPTH AND TRANSPERENCY) | 21FLWET_WQX |  |  |  | 12/7/2018 3:24:43 PM
764409 | FT_1700 | FT_1700 | 21FLGWMS_WQX |  |  |  | 12/7/2018 3:10:24 PM
110014 | FT_1700 | FIELD MEASUREMENT OF LIGHT PENETRATION (SECCHI DEPTH AND TRANSPARENCY) | 21FLWPB_WQX |  |  |  | 11/20/2018 10:29:36 AM
764461 | FT_1700 | FIELD MEASUREMENT OF LIGHT PENETRATION ( SECCHI DEPTH AND TRANSPERENCY) | 21FLTLHR_WQX |  |  |  | 12/13/2018 2:25:57 PM
110002 | FT_1700 | FIELD MEASUREMENT OF LIGHT PENETRATION (SECCHI DEPTH AND TRANSPERENCY) | 21FLTPA_WQX |  |  |  | 11/20/2018 2:03:47 PM
109564 | FT_1700 | Secchi | 21FLCHAR_WQX |  |  |  | 11/16/2018 1:04:03 PM
110729 | FT_1700 | FIELD MEASUREMENT OF LIGHT PENETRATION (SECCHI DEPTH AND TRANSPERENCY) | 21FLWQA_WQX |  |  |  | 11/19/2018 9:07:10 AM
109649 | FT_1700 | Field Measurement of Light Penetration (Secchi Depth and Transparency) | 21FLNAPL_WQX |  |  |  | 12/12/2018 12:53:20 PM
110001 | FT_1700 | FIELD MEASUREMENT OF LIGHT PENETRATION (SECCHI DEPTH AND TRANSPERENCY) | 21FLCMP_WQX |  |  |  | 11/21/2018 11:21:31 AM
109992 | FT_1700 | FIELD MEASUREMENT OF LIGHT PENETRATION (SECCHI DEPTH AND TRANSPERENCY) | 21FLBFA_WQX |  |  |  | 11/20/2018 11:29:28 AM
110039 | FT_1700 | FIELD MEASUREMENT OF LIGHT PENETRATION (SECCHI DEPTH AND TRANSPERENCY) | 21FLCEN_WQX |  |  |  | 11/22/2016 3:21:40 PM
110097 | FT_1700 | Secchi Disk Depth | 21FLA_WQX |  |  |  | 5/14/2014 9:41:54 AM
110075 | FT_1700 | FIELD MEASUREMENT OF LIGHT PENETRATION (SECCHI DEPTH AND TRANSPERENCY) | 21FLPNS_WQX |  |  |  | 11/23/2016 9:57:15 AM
110027 | FT_1700 | Field measurement of Light Penetration (Secchi Depth and Transparency) | 21FLFTM_WQX |  |  |  | 1/16/2018 2:39:59 PM
109597 | FT_1700 | Sechi Disk Depth | 21FLLEON_WQX |  |  |  | 12/4/2018 2:45:30 PM
109591 | FT_1700 | Field Measurement of Light Penetration (Secchi Depth and Transparency) | 21FLORL_WQX |  |  |  | 12/5/2018 12:24:49 PM
550829 | FT_1700 | Field Measurement of Light Penetration (Secchi Depth and Transparency) | 21FLSBL_WQX |  |  |  | 5/19/2014 8:35:45 AM
547662 | FT_1700 | Field Measurement of Light Penetration (Secchi Depth and Transparency) | 21FLAMEC_WQX |  |  |  | 7/22/2014 8:26:53 AM
262116 | FT_1800 | Field measurement of Water Flow and Velocity | 21FLFTM_WQX |  |  |  | 1/16/2018 2:40:29 PM
764418 | FT_1800 | FIELD MEASUREMENT OF FLOW SEVERITY | 21FLWET_WQX |  |  |  | 12/7/2018 3:24:45 PM
553650 | FT_1800 | FIELD MEASUREMENT OF FLOW SEVERITY | 21FLTPA_WQX |  |  |  | 11/20/2018 2:03:49 PM
531170 | FT_1800 | FIELD MEASUREMENT OF FLOW SEVERITY | 21FLCEN_WQX |  |  |  | 11/22/2016 3:21:40 PM
1237 | G-01 | Electrodeposition of the Actinides | USDOE/EML |  |  |  | 8/12/2006 11:50:00 PM
4735 | G-03 | Microprecipitation Source Preparation for Alpha Spectrometry | USDOE/EML | G-03 ~ DOE EML ; Microprecipitation Source Preparation for Alpha Spectrometry |  | https://www.nemi.gov/methods/method_summary/4855/ | 7/31/2013 12:00:00 AM
731954 | G-B | Behavior | EPA_GLNPO |  |  |  | 4/19/2016 12:37:23 PM
731961 | G-V | Visual inspection | EPA_GLNPO |  |  |  | 6/30/2017 2:35:31 PM
566170 | GAGE | USGS GAGE or Staff Gage | CCWF | USGS GAGE or Staff Gage |  |  | 1/10/2016 3:48:03 PM
19386 | GALPHA | Gross Alpha | 21PA_WQX | GALPHA-Gross Alpha Activity | Final |  | 4/6/2018 12:05:30 PM
548335 | GALPHA | Gross Alpha | WQXTEST | GALPHA-Gross Alpha Activity | Final |  | 10/31/2014 9:35:24 AM
561740 | GAMMA | Gamma Spectroscopy | R10MIDNITE |  |  |  | 4/1/2015 6:18:05 PM
564960 | GAMMA RAY HPGE | GAMMA RAY HPGE | 21ARIZ_WQX |  |  |  | 12/4/2015 11:45:52 AM
732209 | GAMMA_SPEC | Radiochem by gamma spectroscopy | EPA_GLNPO |  |  |  | 4/22/2016 9:24:58 PM
540082 | GATE_HORIBA_U10 | Horiba U-10 Water Quality Checker | 11NPSWRD_WQX | Conductivity, dissolved oxygen, pH, salinity, temperature, and turbidity were measured by Horiba U-10 Water Quality Checker. |  |  | 4/24/2018 9:28:48 AM
540084 | GATE_NPS_GRMN_GM541S | Depth by Garmin GPSMAP 541s with Transducer | 11NPSWRD_WQX | Depth was measured by Garmin GPSMAP 541s with a transducer (sonar). Unknown; 19--; No Cite - Method Not Cited; Unknown; Vol -- |  |  | 3/26/2014 9:11:07 AM
540085 | GATE_NPS_LEGACY | LEGACY | 11NPSWRD_WQX | Unknown; 19--; No Cite - Method Not Cited; Unknown; Vol -- |  |  | 3/26/2014 9:11:09 AM
540083 | GATE_NPS_SECCHIDISK | Secchi Disk Depth Readings-Unspecified Details | 11NPSWRD_WQX | Secchi depth measured using a secchi disk of unknown design or manufacturer. Unknown; 19--; No Cite - Method Not Cited; Unknown; Vol -- |  |  | 3/26/2014 9:11:07 AM
731955 | GBC_Cyc | Graphite Carbon Black | EPA_GLNPO |  |  |  | 4/29/2016 4:44:04 PM
19387 | GBETA | Gross Beta | 21PA_WQX | GBETA-Gross Beta Activity | Final |  | 4/6/2018 12:05:30 PM
548334 | GBETA | Gross Beta | WQXTEST | GBETA-Gross Beta Activity | Final |  | 10/31/2014 9:35:24 AM
262112 | GC-011-5 | DEP SOP: GC-011-5 (based on EPA 608 and 617) | 21FLFTM_WQX |  |  |  | 6/20/2012 3:27:13 PM
257487 | GC-011-5 | DEP SOP: GC-011-5 (based on EPA 608 and 617) | 21FLGW_WQX |  |  |  | 1/12/2018 4:18:30 PM
257486 | GC-012-3 | DEP SOP: GC-012-3 (based on EPA 614, 619, 622, 633 and 507) | 21FLGW_WQX |  |  |  | 12/11/2013 11:31:22 AM
262113 | GC-012-3 | DEP SOP: GC-012-3 (based on EPA 614, 619, 622, 633 and 507) | 21FLFTM_WQX |  |  |  | 6/20/2012 3:27:13 PM
529879 | GC-030-1 | Caffeine | 21FLLEON_WQX |  |  |  | 4/12/2013 2:55:34 PM
731957 | GC-ITTMS | Clarkson Univ-Ion Trap Tandem MS | EPA_GLNPO |  |  |  | 6/30/2017 2:35:31 PM
586872 | GC-MS | Dispersants by GC-MS | DWH_SCRIBE1082 |  |  |  | 9/10/2011 5:23:34 PM
586873 | GC-MS Specialty | ENV by GC-MS Specialty | DWH_SCRIBE1082 |  |  |  | 9/10/2011 5:23:34 PM
731959 | GC-NICIMS | Clarkson Univ-Negative Ion Chemical Ionization MS | EPA_GLNPO |  |  |  | 6/30/2017 2:36:19 PM
736004 | GC/ECD | Gas Chromatography with Electron Capture Detection (GC/ECD) | OST_SHPD |  |  |  | 6/29/2017 7:42:27 AM
730219 | GC/ECD | Gas Chromatography with Electron Capture Detection (GC/ECD) | WQXTEST |  |  |  | 3/11/2016 12:26:20 PM
730223 | GC/ECD | Gas Chromatography with Electron Capture Detection (GC/ECD) | OST_SHPD_TEST |  |  |  | 5/6/2017 8:53:22 AM
20231 | GC/ECD(NCA) | Gas chromatography/electron capture detection | EMAP_CS_WQX | All pesticides and PCBs were analyzed by GC/ECD (electron capture detector) for NCA-Northeast 2000-02 |  |  | 6/17/2009 11:56:56 AM
564941 | GC/MS | GC/MS | IDEQ_WQX | GC/MS |  |  | 5/5/2015 4:06:35 PM
565341 | GC/MS METHOD | ADA - PESTICIDES BY GC/MS | 21ARIZ_WQX |  |  |  | 12/4/2015 11:43:40 AM
20230 | GC/MS(NCA) | Gas Chromatograph/Mass Spectrometer | EMAP_CS_WQX | The PAHs were analyzed by gas-chromatography / mass-spectrometry (GC/MS). |  |  | 6/17/2009 11:56:56 AM
564940 | GC/µECD/MS | GC/µECD/MS | IDEQ_WQX | GC/µECD/MS |  |  | 5/5/2015 4:06:25 PM
732875 | gChlor | gama-Chlorodane | EPATEST |  |  |  | 12/9/2016 7:55:47 AM
731958 | GCMS_SIM | GC/MS Selective Ion Monitoring | EPA_GLNPO |  |  |  | 7/20/2018 10:30:20 AM
731956 | GC_FID | Gas chromatography with flame ionization detector | EPA_GLNPO |  |  |  | 5/6/2016 12:29:02 AM
530305 | GENCHEM | Chemical analysis by unspecified method | MNPCA_AGW |  |  |  | 2/1/2019 11:58:43 AM
110716 | GENERIC | General Listing of Field and Lab Analytical Procedures for Manatee County | 21FLMANA_WQX |  |  |  | 1/22/2018 2:53:04 PM
257423 | GENERIC METHOD | Used for all methods where historical methodology may not be available. | UTAHDWQ_WQX |  |  |  | 4/26/2018 4:28:01 PM
257422 | GENERIC METHOD2 | Used for half of methods where historical methodology may not be available. | UTAHDWQ_WQX |  |  |  | 4/26/2018 4:28:01 PM
507947 | GENERICGCECD | GENERICGCECD | 21FLSFWM_WQX |  |  |  | 1/31/2019 9:16:50 AM
507949 | GENERICGCNPD | GENERICGCNPD | 21FLSFWM_WQX |  |  |  | 1/31/2019 9:16:50 AM
20192 | GFAA-NCA | GFAA-NCA | EMAP_CS_WQX | Graphite Furnace Atomic Absorption Analysis used for EMAP-NCA Northeast Sediment Chemistry analyses |  |  | 6/17/2009 11:47:52 AM
732874 | gHCH | gama-HCH | EPATEST |  |  |  | 12/9/2016 7:55:47 AM
731960 | GLFMP-std | Great Lakes Fish Monitoring Program - standard procedure | EPA_GLNPO |  |  |  | 6/30/2017 2:34:21 PM
734487 | GLKN_BCHMK | Water Level | 11NPSWRD_WQX | A stadia rod, eye level, and established shoreline benchmark are used to measure water level. See associated citation for details. Elias, J.E. and R. Wise; 2007; Standard operating procedure #4: Measuring water levels. in Elias, J.E., R. Axler, and E. Ruzycki. 2007. Water quality monitoring protocol for inland lakes, Version 1.0.; National Park Service, Great Lakes Network; 8 pp. |  |  | 10/9/2018 3:35:00 PM
734482 | GLKN_HL_DS4X | Multiprobe Field Analysis | 11NPSWRD_WQX | Datalogger, Hydrolab, Surveyor 4a; DataSonde(multiprobe), Hydrolab, 4X Magdalene, S., D.R. Engstrom, and J.E. Elias; 2007; Standard operating procedure #6: Field Measurements and water sample collection. in Magdalene, S., D.R. Engstrom, and J.E. Elias. 2007. Large rivers water quality monitoring protocol, Version 1.0.; National Park Service, Great Lakes Network; 40 pp. |  |  | 2/27/2018 9:45:10 AM
734703 | GLKN_HL_DS5.0 | Multiprobe Field Analysis Hydrolab DS5.0 | 11NPSWRD_WQX | Datalogger, Hydrolab, Surveyor 4a; DataSonde(multiprobe), Hydrolab, DS5.0 Axler, R., E. Ruzycki, and J.E. Elias; 2007; Standard operating procedure #6: Field measurements and water sample collection. in Elias, J.E., R. Axler, and E. Ruzycki. 2007. Water quality monitoring protocol for inland lakes, Version 1.0.; National Park Service, Great Lakes Network; 38 pp. |  |  | 2/23/2018 4:59:38 PM
734702 | GLKN_HL_DS5X | Multiprobe Field Analysis | 11NPSWRD_WQX | Datalogger, Hydrolab, Surveyor 4; DataSonde(multiprobe), Hydrolab, 5X |  |  | 4/24/2018 9:29:21 AM
734486 | GLKN_HL_MS5.0 | Multiprobe Field Analysis Hydrolab MS5.0 | 11NPSWRD_WQX | Datalogger, Hydrolab, Surveyor 4a; DataSonde(multiprobe), Hydrolab, MS5.0 Magdalene, S., D.R. Engstrom, and J.E. Elias; 2007; Standard operating procedure #6: Field Measurements and water sample collection. in Magdalene, S., D.R. Engstrom, and J.E. Elias. 2007. Large rivers water quality monitoring protocol, Version 1.0.; National Park Service, Great Lakes Network; 40 pp. |  |  | 2/27/2018 9:45:15 AM
734706 | GLKN_METHYL_HG | Methyl Mercury in Water by GC-CVAFD | 11NPSWRD_WQX | De Wild, J.F., M.L. Olson, and S.D. Olund; 2002; Determination of Methyl Mercury by Aqueous Phase Ethylation, Followed by Gas Chromatographic Separation with Cold Vapor Atomic Fluorescence Detection; U.S. Geological Survey; 14 pp. |  |  | 10/9/2018 3:35:53 PM
734698 | GLKN_MM011 | Multiprobe Field Analysis with Eureka Manta MM011 | 11NPSWRD_WQX | Axler, R., E. Ruzycki, and J.E. Elias; 2010; Standard operating procedure #6: Field measurements and water sample collection, Version 1.1. in Elias, J.E., R. Axler, and E. Ruzycki. 2008. Water quality monitoring protocol for inland lakes, Version 1.0.; National Park Service, Great Lakes Network; 29 pp. |  |  | 2/23/2018 4:49:17 PM
734693 | GLKN_MM526 | Multiprobe Field Analysis with Eureka Manta MM526 | 11NPSWRD_WQX | Datalogger, Eureka Amphibian; DataSonde(multiprobe), Eureka Manta 2 Sub 2, Model #MM526 Axler, R., E. Ruzycki, and J.E. Elias; 2010; Standard operating procedure #6: Field measurements and water sample collection, Version 1.1. in Elias, J.E., R. Axler, and E. Ruzycki. 2008. Water quality monitoring protocol for inland lakes, Version 1.0.; National Park Service, Great Lakes Network; 29 pp. |  |  | 2/23/2018 4:47:33 PM
734694 | GLKN_MM774 | Multiprobe Field Analysis with Eureka Manta MM774 | 11NPSWRD_WQX | Axler, R., E. Ruzycki, and J.E. Elias; 2010; Standard operating procedure #6: Field measurements and water sample collection, Version 1.1. in Elias, J.E., R. Axler, and E. Ruzycki. 2008. Water quality monitoring protocol for inland lakes, Version 1.0.; National Park Service, Great Lakes Network; 29 pp. |  |  | 10/9/2018 3:35:28 PM
734704 | GLKN_MM775 | Multiprobe Field Analysis with Eureka Manta MM775 | 11NPSWRD_WQX | Axler, R., E. Ruzycki, and J.E. Elias; 2010; Standard operating procedure #6: Field measurements and water sample collection, Version 1.1. in Elias, J.E., R. Axler, and E. Ruzycki. 2008. Water quality monitoring protocol for inland lakes, Version 1.0.; National Park Service, Great Lakes Network; 29 pp. |  |  | 10/9/2018 3:35:17 PM
734696 | GLKN_MT132 | Multiprobe Field Analysis with Eureka Manta M09050132 | 11NPSWRD_WQX | Datalogger, Eureka Amphibian; DataSonde(multiprobe), Eureka Manta, Model #M09050132 Axler, R., E. Ruzycki, and J.E. Elias; 2007; Standard operating procedure #6: Field measurements and water sample collection. in Elias, J.E., R. Axler, and E. Ruzycki. 2007. Water quality monitoring protocol for inland lakes, Version 1.0.; National Park Service, Great Lakes Network; 38 pp. |  |  | 10/9/2018 3:34:58 PM
734697 | GLKN_MT178 | Multiprobe Field Analysis with Eureka Manta M178 | 11NPSWRD_WQX | Datalogger, Eureka Amphibian; DataSonde(multiprobe), Eureka Manta 2, Model #M178 |  |  | 4/24/2018 9:28:54 AM
734692 | GLKN_MT318 | Multiprobe Field Analysis with Eureka Manta M080600318 | 11NPSWRD_WQX | Datalogger, Eureka Amphibian; DataSonde(multiprobe), Eureka Manta, Model #M080600318 Axler, R., E. Ruzycki, and J.E. Elias; 2007; Standard operating procedure #6: Field measurements and water sample collection. in Elias, J.E., R. Axler, and E. Ruzycki. 2007. Water quality monitoring protocol for inland lakes, Version 1.0.; National Park Service, Great Lakes Network; 38 pp. |  |  | 10/9/2018 3:35:02 PM
275090 | GLKN_MTHYL_HG | Methyl Mercury in Water by GC-CVAFD | MNPCA |  |  |  | 8/1/2013 6:38:53 AM
734484 | GLKN_SECHI | Secchi Disk | 11NPSWRD_WQX | Axler, R., E. Ruzycki, and J.E. Elias; 2007; Standard operating procedure #6: Field measurements and water sample collection. in Elias, J.E., R. Axler, and E. Ruzycki. 2007. Water quality monitoring protocol for inland lakes, Version 1.0.; National Park Service, Great Lakes Network; 38 pp. |  |  | 10/9/2018 3:35:00 PM
734483 | GLKN_THERM | Thermometer | 11NPSWRD_WQX | Axler, R., E. Ruzycki, and J.E. Elias; 2007; Standard operating procedure #6: Field measurements and water sample collection. in Elias, J.E., R. Axler, and E. Ruzycki. 2007. Water quality monitoring protocol for inland lakes, Version 1.0.; National Park Service, Great Lakes Network; 38 pp. |  |  | 10/9/2018 3:35:00 PM
734481 | GLKN_TP/TN | Alkaline Persulfate Digestion for Total N and P in Water | 11NPSWRD_WQX | Patton, C.J. and J.R. Kryskalla; 2003; Methods of analysis by the U.S. Geological Survey National Water Quality Laboratory--Evaluation of alkaline persulfate digestion as an alternative to Kjeldahl digestion for determination of total and dissolved nitrogen and phosphorus in water: U.S. Geological Survey Water-Resources Investigations Report 03-4174; U.S. Geological Survey; 33 pp. |  |  | 10/9/2018 3:35:00 PM
734485 | GLKN_TTUBE | Transparency Tube | 11NPSWRD_WQX | 120+cm clear tube with mini secchi disk and valve at bottom Axler, R., E. Ruzycki, and J.E. Elias; 2007; Standard operating procedure #6: Field measurements and water sample collection. in Elias, J.E., R. Axler, and E. Ruzycki. 2007. Water quality monitoring protocol for inland lakes, Version 1.0.; National Park Service, Great Lakes Network; 38 pp. |  |  | 10/9/2018 3:35:16 PM
734705 | GLKN_YSI650MDS | Multiprobe Field Analysis with YSI Model 650 MDS | 11NPSWRD_WQX | YSI Multi Probe Handheld Instrument, Model 650 MDS Axler, R., E. Ruzycki, and J.E. Elias; 2010; Standard operating procedure #6: Field measurements and water sample collection, Version 1.1. in Elias, J.E., R. Axler, and E. Ruzycki. 2008. Water quality monitoring protocol for inland lakes, Version 1.0.; National Park Service, Great Lakes Network; 29 pp. |  |  | 10/9/2018 3:35:47 PM
734700 | GLKN_YSI6820 | Multiprobe Field Analysis with YSI Model 6820 | 11NPSWRD_WQX | YSI Multi Probe Handheld Instrument, Model #6820 Axler, R., E. Ruzycki, and J.E. Elias; 2007; Standard operating procedure #6: Field measurements and water sample collection. in Elias, J.E., R. Axler, and E. Ruzycki. 2007. Water quality monitoring protocol for inland lakes, Version 1.0.; National Park Service, Great Lakes Network; 38 pp. |  |  | 10/9/2018 3:36:20 PM
734701 | GLKN_YSI6920 | Multiprobe Field Analysis with YSI Model 6920 | 11NPSWRD_WQX | YSI Multi Probe Handheld Instrument, Model #6920 Axler, R., E. Ruzycki, and J.E. Elias; 2010; Standard operating procedure #6: Field measurements and water sample collection, Version 1.1. in Elias, J.E., R. Axler, and E. Ruzycki. 2008. Water quality monitoring protocol for inland lakes, Version 1.0.; National Park Service, Great Lakes Network; 29 pp. |  |  | 2/23/2018 4:55:25 PM
734695 | GLKN_YSIPROPLUS | Multiprobe Field Analysis with YSI ProPlus | 11NPSWRD_WQX | Axler, R., E. Ruzycki, and J.E. Elias; 2010; Standard operating procedure #6: Field measurements and water sample collection, Version 1.1. in Elias, J.E., R. Axler, and E. Ruzycki. 2008. Water quality monitoring protocol for inland lakes, Version 1.0.; National Park Service, Great Lakes Network; 29 pp. |  |  | 2/23/2018 4:48:32 PM
734699 | GLKN_YSIQUATTRO | Multiprobe Field Analysis with YSI Quattro Multiprobe | 11NPSWRD_WQX | Axler, R., E. Ruzycki, and J.E. Elias; 2010; Standard operating procedure #6: Field measurements and water sample collection, Version 1.1. in Elias, J.E., R. Axler, and E. Ruzycki. 2008. Water quality monitoring protocol for inland lakes, Version 1.0.; National Park Service, Great Lakes Network; 29 pp. |  |  | 2/23/2018 4:50:55 PM
110019 | GLYCOL LC/MS | GLYCOL LC/MS (UHL) | 21IOWA_WQX |  |  |  | 12/19/2014 11:14:18 AM
763524 | GOGA_L1_GCMS | GC/MS of Sediment Samples Following Procedure Described by Smalling | 11NPSWRD_WQX | Sediment samples were extracted wet and analyzed using the method described by Smalling and others (2005) with one additional analyte (resmethrin) added to the list. Approximately 5-9 g of sediment (dry weight) was fortified with a surrogate recovery solution containing 200 ng of di-N-propyl-d14 trifluralin, dimethyl-d6 chlorpyrifos, ring-13C12 p,p'-DDE, and phenoxy-13C6 cis-permethrin (Cambridge Isotope Laboratories, Inc.). The amount of moisture in the sediment was adjusted to 50 percent prior to microwave-assisted solvent extraction (MASE) by adding up to 4.0 mL of organic-free deionized water, depending on the moisture content of each sediment sample. The sediment samples were extracted two times with a mixture of dichloromethane (DCM) and acetone (50:50 v/v) using a CEM MSP-1000 microwave sample preparation system (Matthews, North Carolina). Following extraction, the samples were decanted through glass funnels packed with approximately 30 g of sodium sulfate to remove excess water. Extracts were reduced at 25 degrees C to 0.75 mL under nitrogen gas (N2). Sediment matrix was removed by passing the sample extract through two stacked SPE cartridges containing different sorbents: a 6-mL, 500-mg, CarboPrep-90 graphitized carbon cartridge (Restek Corporation, Bellefonte, Pennsylvania) was stacked on top of a Sep-Pak Plus alumina A cartridge (Waters Corporation, Milford, Massachusetts). The sample extract was added to the cartridges, rinsed with 10 mL of DCM, which was collected as fraction 1. The carbon SPE was removed and the alumina SPE was eluted with 10 mL of ethyl acetate and DCM (50:50 v/v) and collected as fraction 2. The fractions were then recombined and evaporated under a gentle stream of N2 to 0.5 mL and exchanged into ethyl acetate. Sulfur was removed using a gel-permeation chromatography/high-pressure liquid chromatography (GPC/HPLC) system. The GPC extracts were reduced under a gentle stream of N2 to 200 ugL and then 40 ugL of the deuterated PAH internal standard mix was added. The extracts were analyzed by GC/MS. PRES samples were analyzed only for pyrethroids, whereas GOGA samples included other pesticides in addition to the pyrethroids. |  |  | 11/12/2018 3:38:16 PM
763526 | GOGA_L1_SATURN2 | Varian Saturn 2000 Gas Chromatograph/Mass Spectrometer (GC/MS) with Ion Trap Detection | 11NPSWRD_WQX | All extracts were analyzed for pesticides using a Varian Saturn 2000 gas chromatograph/mass spectrometer (GC/MS) with ion trap detection. Details of the analytical method are described in Hladik and others (2008). PRES samples were analyzed only for pyrethroids, whereas GOGA samples were analyzed for other pesticides in addition to the pyrethroids. |  |  | 11/12/2018 3:38:17 PM
763525 | GOGA_PE_CHNS/O | Perkin Elmer CHNS/O Analyzer | 11NPSWRD_WQX | All bed sediments were analyzed for organic carbon content using a Perkin Elmer CHNS/O analyzer (Perkin Elmer Corporation, Norwalk, Connecticut). Before analysis, sediments were dried to a constant weight at 110°C for 3 hours. Sediments were combusted at 925°C in silver boats after being exposed to concentrated hydrochloric acid (HCl) fumes in a desiccator for 24 hours to remove inorganic carbon. Acetanilide was used for instrument calibration of elemental carbon. |  |  | 11/12/2018 3:38:16 PM
762670 | GPC using DCM | Gel Permetation Chromatography using DCM as the mobile phase | NJDEP_DSREH |  |  |  | 1/2/2019 4:14:21 PM
763863 | GPC_DCM | Gravimetric | NJDEP_DSREH |  |  |  | 11/26/2018 4:43:24 PM
566137 | Graduated Rain Gauge | Graduated Rain Gauge | INSTOR_WQX |  |  |  | 12/8/2015 2:46:51 PM
107228 | GrainSize | Particle Distribution in Marine Sediments | MRSENVMB_WQX | Dry-weight of grain-size fraction determined from sieve and pipette analyses of surficial sediment after digestion with hydrogen peroxide. The dissolved solids fraction is excluded using the technique described in Appendix A.5 of Coats, et al (1999) Monitoring of Biological Recovery of Prince William Sound Intertidal Sites. NOAA Technical Memorandum NOS OR&R 1. |  |  | 2/4/2019 7:56:12 PM
62956 | GRAN PLOT | GRAN PLOT TITRATION FOR ALKALINITY | 11113300 | THIS IS BASED ON A USGS METHOD FOUND AT: HTTP://OR.WATER.USGS.GOV/ALK/METHODS.HTML |  |  | 1/29/2018 11:00:12 AM
763531 | GRBA_FLOW_EST | Discharge by Ocular Estimation or the Float Method | 11NPSWRD_WQX | Estimating discharge by visual observation or by using the float method. For the float method, and object is placed in the flowing water body and timed along a known distance. Velocity is calculated in ft/s and using the measured width and average depth of the water body, discharge (cfs) is then calculated. |  |  | 11/8/2018 4:23:34 PM
763530 | GRBA_OAKTON_PH | PH Testing using either Oakton pH Testr2 and Testr3 | 11NPSWRD_WQX | Oakton pH Testr2 and pH Testr3 were used to measure pH. These were calibrated at least daily with pH buffer solutions of 7 and 10. |  |  | 11/8/2018 4:23:06 PM
763555 | GRCA_CMC_200.15 | Metals and Trace Elements by Inductively Coupled Plasma Atomic Emission Spectroscopy-Colorado DOW | 11NPSWRD_WQX | The metal analysis was based on, but does not strictly follow, EPA method 200.15. The modification was performed at the Colorado Division of Wildlife Laboratory. |  |  | 11/8/2018 5:48:02 PM
763561 | GRCA_HORNCRFLOW | Discharge Determined at Horn Creek | 11NPSWRD_WQX | Discharge at Horn Creek was determined by either a V-notch weir or volumetrically but it is unsure when each method was used. |  |  | 11/8/2018 5:48:21 PM
59500 | GRE:2310-B | Alkalinity/Acid neutralizing capacity | EMAP_GRE | Alkalinity as CaCO3 was determined on a whole sample collected without headspace by titration method 2310-B (APHA. 1998. Standard Methods for the Examination of Water and Wastewater. 20th ed. American Public Health Association, Washington, DC. 20005). |  |  | 8/11/2009 12:44:24 PM
59492 | GRE:4110-C | Anions by Ion Chromatography | EMAP_GRE | Analysis for anions (Cl and SO4) was made by Ion Chromatography, 4110-C (APHA. 1998. Standard Methods for the Examination of Water and Wastewater. 20th ed. American Public Health Association, Washington, DC. 20005). |  |  | 8/17/2009 12:17:38 PM
59497 | GRE:4500-E | Silica | EMAP_GRE | Analysis for silica was by the heteropoly blue method 4500-E (APHA. 1998. Standard Methods for the Examination of Water and Wastewater. 20th ed. American Public Health Association, Washington, DC. 20005). |  |  | 8/17/2009 12:17:38 PM
59495 | GRE:4500-NC | Total nitrogen | EMAP_GRE | Determination of total nitrogen concentration was made by using the automated cadmium reduction method, 4500-NC (APHA. 1998. Standard Methods for the Examination of Water and Wastewater. 20th ed. American Public Health Association, Washington, DC. 20005). |  |  | 10/21/2009 1:07:53 PM
59494 | GRE:4500-NF | Nitrate plus nitrite nitrogen | EMAP_GRE | Determination of nitrate plus nitrite nitrogen was made by the automated cadmium reduction method 4500-NF (APHA. 1998. Standard Methods for the Examination of Water and Wastewater. 20th ed. American Public Health Association, Washington, DC. 20005). |  |  | 8/17/2009 12:17:38 PM
60390 | GRE:4500-NH/4500-NF | Dissolved inorganic nitrogen (DIN) | EMAP_GRE | Determination of nitrate plus nitrite nitrogen was made by the automated cadmium reduction method 4500-NF. Determination of ammonia was made by the automated phenate method, 4500-NH3G (APHA. 1998. Standard Methods for the Examination of Water and Wastewater. 20th ed. American Public Health Association, Washington, DC. 20005). Dissolved inorganic nitrogen (DIN) is the sum of Nitrite/nitrate-n plus ammonia. |  |  | 8/31/2009 12:09:31 PM
59493 | GRE:4500-NH3G | Ammonia | EMAP_GRE | Determination of ammonia was made by the automated phenate method, 4500-NH3G (APHA. 1998. Standard Methods for the Examination of Water and Wastewater. 20th ed. American Public Health Association, Washington, DC. 20005). |  |  | 8/17/2009 12:17:38 PM
59496 | GRE:4500-PF | Total phosphorus/PO4 | EMAP_GRE | Determination of total phosphorus and Orthophosphate (PO4) concentrations were made by using the ascorbic acid method, 4500-PF (APHA. 1998. Standard Methods for the Examination of Water and Wastewater. 20th ed. American Public Health Association, Washington, DC. 20005). |  |  | 8/17/2009 12:17:38 PM
64144 | GRE:Algae | Laboratory Processing:Periphyton/Phytoplankton | EMAP_GRE | Sample processing used Uterm�hl settling technique and inverted phase contrast microscope. Settled subsamples examined at 165-750X magnification. Minimum of 400 entities (e.g., single cells, filaments, colonies) from randomly selected transects counted/sample. When few algal entities and/or high particulate matter, many transects counted until > 70% of chamber assessed. Cell numbers counted/summed for each taxon. If very large or complex colonies (e.g., Microcystis), cell numbers estimated. |  |  | 3/5/2010 4:20:46 PM
60402 | GRE:BEN-Abundance | Laboratory Processing: Benthic Macroinvertebrates | EMAP_GRE | After formalin-preserved EMAP-GRE macroinvertebrate samples are received by the Contract Laboratory, they are washed to remove formalin and fine sediment and organic matter. Samples are then subsampled using a gridded tray or similar device. Subsamples (e.g., grid contents) are removed and examined under magnification and invertebrates are removed until at least 400 organisms are obtained. The sorted organisms are identified, usually to genus and preserved. |  |  | 9/23/2009 2:16:32 PM
62953 | GRE:CF-IRMS | Dissolved organic and inorganic carbon species | EMAP_GRE | Total organic carbon analyser used for dissolved inorganic/organic species for 13C stable isotope analysis in automated continuous-flow isotope ratio mass spectrometer (IRMS) system. Organic cmpds convert to CO2 by chemical decomposition in water sample. Add persulphate; heat to 95-100 deg C; converted to CO2; detect by nondispersive infrared detector. CO2 tapped at vent; sent thru water and halogen traps. CO2 focused to packed NCS GC column; sent IRMS interface; followed by isotopic analysis. |  |  | 10/21/2009 1:07:53 PM
61280 | GRE:Combustion | Combustion method:Sediment nutrients | EMAP_GRE | Dried sediment samples were ground for total nutrient analysis. Total carbon and total nitrogen were determined by the combustion method using an elemental analyzer (Model 1112EA, Carla Erba Instrumentazione, Milan, Italy). |  |  | 9/17/2009 1:36:31 PM
61281 | GRE:CR_P-Sed | Cadmium reduction/phenolate:Sediment nutrients | EMAP_GRE | Wet sediment samples were extracted with 2M KCl for NO3- and NH4+, and analyzed using the cadmium reduction and phenolate methods, respectively (APHA, 1998). |  |  | 9/17/2009 1:36:31 PM
63095 | GRE:Diatoms | Laboratory Processing:Diatoms | EMAP_GRE | Subsamples concentrated to 15-30 ml. Slurries cleaned by digestion w/~20 ml 30% H2O2; water bath/hot plate heated samples. Samples rinsed/aspirated 5x using deionized water. Slides prepared by Battarbee method (Battarbee 1986). Dried Hyrax or Pleurax coverslips fixed on slides (high refractive index (~1.65+ and ~1.7+, respectively). Slides analyzed at 1000x magnification w/oil immersion lenses. One slide used per count; every diatom valve enumerated along transects w/goal of 300 valves/sample. |  |  | 11/25/2009 9:02:04 AM
60272 | GRE:DMA-Fish:Hg | Fish Tissue using Direct Mercury Analyzer | EMAP_GRE | Whole fish sample analysis for total Hg used direct mercury analyzer (Milestone DMA-80, Milestone Inc., Shelton, CT) following EPA Method 7473 (Mercury in solids and solutions by thermal decomposition). Detection limit (DL) was 1.6 ng/g wet weight. |  |  | 8/31/2009 10:54:38 AM
59570 | GRE:DMA-Sed | Sediment Hg using DMA | EMAP_GRE | Total mercury (Hg) was analyzed using the Milestone the Direct Mercury Analyzer-80 (DMA-80) and SOP# SBI_01_108 (revision MIRB 034.1E). Controlled heating in a decomposition furnace with oxygen flow is used to free mercury from solid samples in the Direct Mercury Analyzer. |  |  | 8/14/2009 12:58:57 PM
59526 | GRE:EA-IRMS | Elemental Analysis Isotope Ratio Mass Spectometry | EMAP_GRE | GF/F glass fiber filters for particulate organic matter (POM) samples were acidified to remove carbonates prior to analyses. High temperature combustion by a Finnigan Elemental Analysis Isotope Ratio Mass Spectometry System (EA-IRMS) measured for: OC, IC, N, and isotopes 13C and 15N. |  |  | 10/21/2009 1:07:53 PM
60391 | GRE:Fish-Lipid | Fish tissue lipid | EMAP_GRE | Using the 10 mL solvent extracts from tissue produced by the Dionex ASE, a 2 mL aliquot is pipetted into a pre-tared weigh pan, and placed into a muffle oven at 50 deg C for three hours. Once the pans cool, the samples are weighed, and then placed back into the muffle oven for another hour. The pans are weighed again after cooling. Compare the two for stability. The weights should be within 0.0005 grams to be considered acceptable. |  |  | 10/27/2009 2:00:03 PM
62957 | GRE:FishTis-C/N | Fish tissue analysis for:C/N/stable isotopes | EMAP_GRE | Samples were analyzed via a CE Analytical NC2500 elemental analyzer coupled with a Thermo-Finnigan Delta Plus mass spectrometer. A typical batch consisted of 32 samples, 5 blanks, and 12 standards. The samples were normalized against the standards for factors including isotopic linearity and drift of the mass spectrometer due to gradual daily fluctuations in power supply and temperature. |  |  | 11/2/2009 10:39:58 AM
59501 | GRE:Fluor | Chlorophyll a/pheophytin a | EMAP_GRE | Chlorophyll a and pheophytin a: Laboratory analysis consisted of a 95% acetone extraction in which the chlorophyll a concentration was determined fluorometrically, (Sellers and Bukaveckas. 2003. Limnology & Oceanography, 48:1476-1487.) |  |  | 8/11/2009 12:44:24 PM
63101 | GRE:Fluorescence | Sediment extracellular enzyme activity determination | EMAP_GRE | Sediment samples are collected, preserved and analyzed for enzyme activity using the Bio-tek microplate reader of fluorescence/luminescence. Preserved sample slurries are poured into 300 mL autoclaved glass jars, and stirred with stir bar during sample pipetting. Samples are run (or diluted and run) on the Bio-tek fluorescence detector with emission wavelength set at 450 nm and excitation wavelength at 365. |  |  | 12/8/2009 1:47:16 PM
60273 | GRE:GC/ECD-FishTis | Fish tissue organics using GC/ECD | EMAP_GRE | Extracted and cleaned frozen fish were analyzed for chlorinated pesticides, polychlorinated biphenyls (PCB) as individual congeners and polybrominated diphenyl ethers (PBDE) using GC/ECD (gas chromatography with a micro-cell 63Ni electron capture detector (uECD)) and a split/splitless inlet in a dual column analysis. Dual column analysis confirms the presence of an analyte. Samples were analyzed following the modification of the protocols stated in EPA methods 508. |  |  | 10/27/2009 2:00:02 PM
59572 | GRE:GC/ECD-Sed | Sediment organics by GC/ECD | EMAP_GRE | Extracted sediments were analyzed for chlorinated pesticides, polychlorinated biphenyls (PCB) as individual congeners and polybrominated diphenyl ethers (PBDE) using GC/ECD (gas chromatography with a micro-cell 63Ni electron capture detector (uECD)) and a split/splitless inlet in a dual column analysis. Dual column analysis confirms the presence of an analyte. Samples were analyzed following the modification of the protocols stated in EPA methods 508. |  |  | 9/2/2009 11:13:18 AM
59561 | GRE:GFAA | Graphite Furnace Atomic Absorption Analysis | EMAP_GRE | Graphite Furnace Atomic Absorption Analysis used for EMAP-NCA Northeast Sediment Chemistry analyses. |  |  | 8/14/2009 9:43:03 AM
59527 | GRE:Grav | Total suspended solids | EMAP_GRE | Total suspended solids was determined gravimetrically. |  |  | 10/21/2009 1:07:53 PM
61282 | GRE:Gravimetric | Percent solids | EMAP_GRE | Percent solids was determined gravimetrically. |  |  | 9/17/2009 1:36:24 PM
59364 | GRE:ICP | Trace metals in water | EMAP_GRE | Eight trace metals (Al, AS, CU, FE, NI, SE, PB, ZN) were analyzed from water composite samples using Inductively Coupled Plasma Argon Emission Spectroscopy (ICP) (EPA method 200.7). |  |  | 8/11/2009 1:55:20 PM
60395 | GRE:IM-Sed | Infrared Moisture: Sediment | EMAP_GRE | Moisture analysis on a representative sample aliquot is performed by following the procedures listed in the Denver Instrument IR-30 Moisture Analyzer Operation Manual Rev. A. Mix sample with spatula and spread about 5 g of sample on pan. Standard operation includes 130 C drying temperature and Automatic Shutoff. Note any changes in operating temperature. Sample values are reported as % moisture. |  |  | 9/2/2009 11:13:19 AM
59491 | GRE:IonChrom | Cations by Ion Chromatography | EMAP_GRE | Cations (Na, Ca, Mg, K) were determined by Ion Chromatography using standard test method for determination of dissolved alkali, alkali cations, and ammonium in water and wastewater by Ion Chromatography (ASTM- American Society for Testing and Materials. 2003. Annual Book of ASTM standards, Vol. 11-01, D6919-03. American Soc. Testing & Materials, Philadelphia, PA.) |  |  | 8/17/2009 12:17:38 PM
63102 | GRE:LOI | Total volatile solids:Sediment | EMAP_GRE | Lost on ignition (LOI) or total volatile solids samples were muffled and determined gravimetrically. |  |  | 12/1/2009 2:54:40 PM
61283 | GRE:MAA-Sed | Molybdate-ascorbic acid:Sediment nutrients | EMAP_GRE | A wet sediment sample was extracted with 1N NaHCO3 for reactive phosphate and analyzed by the molybdate-ascorbic acid method (APHA, 1998). Sample concentrations are expressed on a dry weight basis using percent solids determined gravimetrically. |  |  | 9/17/2009 1:36:31 PM
62836 | GRE:MAA-TPSediment | Total phosphate in sediment | EMAP_GRE | Dried sediment samples were ground for total nutrient analysis. Total phosphorus was determined by microwave digesting the sample in reagent grade concentrated HNO3 (Anton Parr Multiwave, Anton Paar GmbH, Graz, Austria). Digested samples were neutralized with 10 mL 1N NaOH and diluted to 100 mL final volume with deionized water, and analyzed by the molybdate-ascorbic acid method (APHA, 1998). |  |  | 9/17/2009 1:36:39 PM
63106 | GRE:Microzoo-Abun | Laboratory Processing:Microzooplankton | EMAP_GRE | If possible, count entire microzooplankton sample. If sample is too dense (>1 organism per ml), either: 1) agitate by raising/lowering circular disk thru water column to insure random distribution of organisms; take subsample (1 mL) using standard pipette; transfer to Sedgewick-rafter cells; enumerate under compound scope or 2) take subsample using Folson sample splitter; transfer subsample to Utermohl chamber for 24 hours; place under inverted microscope. In either case count >=500 organisms. |  |  | 12/9/2009 12:53:56 PM
61212 | GRE:SedGrain | Sediment grain analysis | EMAP_GRE | Particle size was analyzed using a wet sieve method (Guy, 1969). |  |  | 9/16/2009 10:19:30 AM
59573 | GRE:SedTox | Sediment toxicity test | EMAP_GRE | 7-day H. azteca sediment toxicity test generally followed standard 10-day H. azteca sediment toxicity procedure. 40-mL homogenized subsamples from each site dispensed into 4 250-mL test beakers; controls were washed sand. 160 mL of Reformulated moderately-hard reconstituted water gently added to beakers w/no sediment disturbance. At day 0, 20 7-10 day-old H. azteca were added per beaker; DO, pH, and conductivity measured before organisms added; also measured final day 7; temp. measured daily. |  |  | 8/31/2009 12:43:17 PM
60392 | GRE:Titrator | Fish Tissue Moisture | EMAP_GRE | Pipette 10 mL methanol into sample vials; sonicate 15 min. Before starting analysis, calibrate titrant (Aqua Star Comp-5 Titrant or comparable). Spike 0.5 mL of solution to be analyzed into titration vessel of DL 18 Karl Fisher Titrator using a 1000 uL Rainin positive displacement pipette. Perform triplicate injections for each determination: 1) Analyze the blank methanol sample; 2) Analyze the QC sample that was prepared w/ the samples; 3) Analyze samples in batches of 20 per batch. |  |  | 10/27/2009 2:00:03 PM
59498 | GRE:TOC | Total Organic Carbon | EMAP_GRE | Organic Carbon, Total (low level). UV promoted, persulfate oxidation: Method 415.2. USEPA Methods for Chemical Analysis of Water and Waste. 1982. |  |  | 8/17/2009 12:17:38 PM
61284 | GRE:TOC-Sed | Analysis of Total Organic Carbon | EMAP_GRE | For the percent total organic carbon (TOC) analysis, sediment samples were acidified by immersion in 10% HCl to remove inorganic carbonate materials. The dried sediments were oxidized in a muffle furnace at 950 oC in pure O2. The evolved CO2 gas was integrated, compared to standard curves, and reported as percent organic carbon based on dry weight. |  |  | 9/16/2009 1:55:54 PM
59499 | GRE:Turbidimeter | Nephelometric turbidimeter | EMAP_GRE | Dispense about 75 mL of composite sample from the churn into beaker for turbidity analysis. Follow operating instructions for the turbidimeter; make three replicate readings (three subsamples from the 75 mL of composite). Record values in NTUs. Record sample temperature. |  |  | 8/17/2009 12:17:38 PM
63117 | GRE:Zoo-Abundance | Laboratory Processing:Zooplankton | EMAP_GRE | If possible, entire macrozooplankton samples are counted. If sample is too dense (i.e., > 1 organism per ml), agitate by raising/lowering circular disk through water column to insure random distribution of organisms; take sub-samples using a Henson-Stempel pipette or Folson sample splitter. Transfer sample/subsample to a Ward-Whipple counting wheel (or equivalent device), and enumerate under a dissecting microscope until a total count of at least 500 organisms is reached. |  |  | 12/9/2009 1:01:56 PM
762884 | GRKO_BIOTIC_IND | Biotic Index Calculation | 11NPSWRD_WQX | The index is calculated as: SUM (%RAi * ti), where %RAi is the percent relative abundance of each taxon and ti is the tolerance value of the taxon. This index is on a scale of 1 to 10 with higher values indicating more polluted conditions. |  |  | 10/16/2018 9:37:50 AM
763589 | GRKO_DAVIS_RAIN | Davis Tipping Bucket Rain Collector II with HOBO Event Logger | 11NPSWRD_WQX | A Davis tipping-bucket (Rain Collector II) with an electronic HOBO Event Logger recorder was installed on a fence post following manufacturer instructions. As the tipping bucket measures the water collected, it falls to the ground. The Onset HOBO event recorder was installed following manufacturer instructions, setting date and time within the recorder. Approximately every month, data were downloaded using Boxcar software on a portable computer. |  |  | 11/8/2018 6:04:05 PM
762885 | GRKO_EPT_RICH | Ephemeroptera, Plecoptera, and Trichoptera Richness Metric | 11NPSWRD_WQX | Ephemeroptera, Plecoptera, and Trichoptera Richness was calculated as the number of ephemeroptera, plecoptera, and trichoptera taxa per Hess sample. |  |  | 10/16/2018 9:37:50 AM
762886 | GRKO_MACRO_ID | Clark Fork River Macroinvertebrate Identification and Enumeration | 11NPSWRD_WQX | Laboratory processing was consistent throughout the years. Samples were rinsed in a U.S. Standard #30 sieve to remove the preservative. A small portion of the sample was placed in a white pan divided into ten equal areas by a grid. All macroinvertebrates were removed and sorted to order. This process was repeated until the entire sample was processed. If the sample clearly contained more than 1000 organisms, subsampling was used to estimate densities of abundant taxa. Samples were processed as usual except that selected taxa were removed from only two randomly selected grids. The number in a subsample was multiplied by five to provide estimated density per 0.1 m2 Hess sample. Organisms were indentified to the lowest level practical, usually genus or species, and enumerated. |  |  | 10/16/2018 9:37:50 AM
762887 | GRKO_TAXA_RICH | Taxonomic Richness Metric | 11NPSWRD_WQX | Taxonomic Richness was calculated as the number of macroinvertebrate taxa per Hess sample. |  |  | 10/16/2018 9:37:50 AM
763583 | GRKO_UM_ALKA | University of Montana Alkalinity Titration | 11NPSWRD_WQX | Alkalinity was calculated by volumetric titration (Langmuir, 1997). |  |  | 11/8/2018 6:01:54 PM
763587 | GRKO_UM_SOPSS7 | Soil pH Standard Operating Procedure SOP SS-7 | 11NPSWRD_WQX |  |  |  | 11/8/2018 6:01:59 PM
763588 | GRKO_UM_WELLLVL | Well Water Level Measurement | 11NPSWRD_WQX | Water levels were measured monthly in monitoring wells using an electronic water level meter. |  |  | 11/8/2018 6:02:20 PM
763581 | GRKO_UVEG_MET | Unwashed Vegetation Metals Analysis | 11NPSWRD_WQX | Care was taken not to dislodge the unwashed fraction. In the laboratory, the samples were dried at 60 degrees C and analyzed as dry weight. Samples were ground by the laboratory in a Wiley mill or equivalent to pass a 20 mesh screen prior to digestion and analyzed for arsenic, cadmium, copper, lead, and zinc. |  |  | 11/8/2018 6:00:40 PM
763582 | GRKO_WVEG_MET | Washed Vegetation Metals Analysis | 11NPSWRD_WQX | Samples were washed using tap and distilled water followed by gentle shaking to remove excess water. In the laboratory, the samples were dried at 60 degrees C and analyzed as dry weight. Samples were ground by the laboratory in a Wiley mill or equivalent to pass a 20 mesh screen prior to digestion and analyzed for arsenic, cadmium, copper, lead, and zinc. |  |  | 11/8/2018 6:00:40 PM
763601 | GRPO_APHA_2320M | APHA Standard Method 2320 Modified for Carbonate Alkalinity | 11NPSWRD_WQX | Unspecified laboratory modification of APHA Standard Method 2320 for the determination of Carbonate Alkalinity. |  |  | 11/8/2018 6:04:38 PM
763602 | GRPO_EPA300/340 | Fluoride by USEPA Method 300 or 340.2 | 11NPSWRD_WQX | USEPA Methods for determining Fluoride by one of two procedures, either Method 300, Inorganic Anions by Ion Chromatography, or Method 340.2, Fluoride by ISE. Source report does not distinguish which method was used per sample. Analytical equipment used was Ion Chromatograph or Ion Selective Electrode. |  |  | 11/8/2018 6:04:38 PM
763605 | GRPO_LEV1_DISCH | Grand Portage N.M. Level 1 Discharge | 11NPSWRD_WQX | Discharge (Flow) was calculated from stream velocity and cross-sectional area information. Velocity was measured with a General Oceanics Model 2030 digital mechanical flow meter. Stream cross-sectional area was calculated from width and depth information. Stream width was measured with a meter tape at standardized stream location. Stream depth was measured with a meter rule at one-meter intervals across the stream width, or at the deepest point if the stream width was less than one meter. Total discharge of the stream at the station is the sum of the discharges in the partial sections. |  |  | 11/8/2018 6:04:38 PM
763603 | GRPO_LEV1_TCOLI | Grand Portage N.M. Level 1 Total Coliform-Presence/Absence | 11NPSWRD_WQX | Unspecified Presence/Absence test for Total Coliforms |  |  | 11/8/2018 6:04:38 PM
560133 | GRSM_AAS | Metals by atomic absorption spectroscopy | 11NPSWRD_WQX | Ca, Mg, Na, K was measured by AAS during 1998 to fall 2003 Unknown; 19--; No Cite - Method Not Cited; Unknown; Vol -- |  |  | 11/19/2018 5:49:25 PM
560129 | GRSM_ANC | ANC using Gran Titration | 11NPSWRD_WQX | ManTech PC-Titrator Unknown; 19--; No Cite - Method Not Cited; Unknown; Vol -- |  |  | 11/20/2018 9:26:34 AM
560135 | GRSM_DOC | Dissolved Organic Carbon Measured by Shimadzu TOC Analyzer | 11NPSWRD_WQX | Manufacturer protocols, Shimadzu TOC analyzer Unknown; 19--; No Cite - Method Not Cited; Unknown; Vol -- |  |  | 11/20/2018 9:26:37 AM
560137 | GRSM_EUREKA | In Situ Multi-parameter Data Collection Using Eureka | 11NPSWRD_WQX | Unknown; 19--; No Cite - Method Not Cited; Unknown; Vol -- |  |  | 11/20/2018 9:26:34 AM
560138 | GRSM_FLOW_STAGE | Continuous In Situ Measurement for Flow Stage | 11NPSWRD_WQX | Magnetrol STI Echotel Model 338 are used to measure Noland flow stage in 3ft H-flume. Unknown; 19--; No Cite - Method Not Cited; Unknown; Vol -- |  |  | 11/19/2018 6:07:57 PM
560132 | GRSM_IC_METAL | K, Na, Ca, Mg by IC | 11NPSWRD_WQX | Measured K and Na by an old IC before 1998 Unknown; 19--; No Cite - Method Not Cited; Unknown; Vol -- |  |  | 11/19/2018 5:49:23 PM
560134 | GRSM_LYSM_MEAS | Use Graduated Cylinder to Measure the Amount of Soil Water Collected During Sampling Period | 11NPSWRD_WQX | Unknown; 19--; No Cite - Method Not Cited; Unknown; Vol -- |  |  | 11/19/2018 6:05:58 PM
560139 | GRSM_MP_SONDES | In Situ Data Collection Using Various Multi-parameter Sondes in Noland Divide | 11NPSWRD_WQX | Measure water temperature, pH, Conductivity. Sondes Used: (1991-2010) YSI 2900; (2011-2012) Eureka Environmental Manta 1 Multiprobe; (2013-2015) Eureka Environmental Manta 2 Multiprobe Unknown; 19--; No Cite - Method Not Cited; Unknown; Vol -- |  |  | 11/19/2018 6:08:34 PM
560130 | GRSM_NH4 | Ion Chromatograph (non-approved) | 11NPSWRD_WQX | Manufacturer protocols, DIONEX IC 2500 System Unknown; 19--; No Cite - Method Not Cited; Unknown; Vol -- |  |  | 11/20/2018 9:26:34 AM
560131 | GRSM_PREC_WGHT | Weight Collected Precipitation to Compute the Precipitation Height | 11NPSWRD_WQX | Unknown; 19--; No Cite - Method Not Cited; Unknown; Vol -- |  |  | 11/20/2018 9:29:37 AM
744752 | GRSM_UVA_ANC_2PT_MAN | 2-point manual titration with pH meter and electrode | 11NPSWRD_WQX | Two-point Gran titration with 100 ml open-system samples and 0.005 N HCl titrant. Titration endpoints were approximately pH 4.5 and 4.2 (un-stirred). Within-aliquot stability (<= 0.01 units/min.) was obtained for endpoint determinations. Samples were manually swirled to mix titrant. Unknown; 19--; No Cite - Method Not Cited; Unknown; Vol -- |  |  | 4/17/2018 11:30:07 AM
744757 | GRSM_UVA_ANIONS_IC | Ion chromotography with the Dionex Model 14 IC for SO4, Cl, NO3 | 11NPSWRD_WQX | Dionex Model 14 Ion Chromatograph; HPIC AS14 Separator Column; HPIC AG14 Guard Column; AMMS Anion Micro-Membrane Suppressor. Simultaneous determination by ion chromatography. Injection volume: 200 μl. Eluent: 1.5 mL 4.8 mM Na2CO3/0.6mM NaHCO3/minute. Regenerant: 3-4 ml 0.035 N H2SO4/minute. Unknown; 19--; No Cite - Method Not Cited; Unknown; Vol -- |  |  | 4/17/2018 11:30:07 AM
744754 | GRSM_UVA_CATIONS_AA | Atomic absorption analysis with the Thermo Jarrell Ash Model Smith-Hieftje 22 for Ca, Mg, Na, K | 11NPSWRD_WQX | Thermo Jarrell Ash AA/AE Spectrophotometer Model Smith-Hieftje 22. Flame atomic absorption spectro-photometry. Li/La added to aliquot. Unknown; 19--; No Cite - Method Not Cited; Unknown; Vol -- |  |  | 4/17/2018 11:30:07 AM
744756 | GRSM_UVA_CON_YSI_MAN | Conductivity procedure using a YSI-brand conductivity meter | 11NPSWRD_WQX | Last session for this procedure was 6/18/03. Unknown; 19--; No Cite - Method Not Cited; Unknown; Vol -- |  |  | 4/17/2018 11:30:07 AM
744753 | GRSM_UVA_LAB_PH_MAN | pH meter with electrode for manual lab pH measurement | 11NPSWRD_WQX | Potentiometric measurement with unstirred open-system samples. Within-aliquot stability (<= 0.01 units/min.) and sequential-aliquot agreement (<= 0.03 units difference) obtained for all readings. Unknown; 19--; No Cite - Method Not Cited; Unknown; Vol -- |  |  | 4/17/2018 11:30:07 AM
744760 | GRSM_UVA_RAT_2PT_IC1 | sum of anions by IC / sum of cations by AA | 11NPSWRD_WQX | see ANIONS_IC, CATIONS_AA IONRATIO=(Cl+NO3+SO4)/(Ca+Mg+Na+K) for <MDL substitute 0.5*MDL for <LQL substitute 0.5*(MDL+LQL) Unknown; 19--; No Cite - Method Not Cited; Unknown; Vol -- |  |  | 4/17/2018 11:30:08 AM
744758 | GRSM_UVA_SAA_2PT_IC1 | sum of acid anions by IC | 11NPSWRD_WQX | see ANIONS_IC SAA=Cl+NO3+SO4+2PT_ANC for <MDL substitute 0.5*MDL for <LQL substitute 0.5*(MDL+LQL) Unknown; 19--; No Cite - Method Not Cited; Unknown; Vol -- |  |  | 4/17/2018 11:30:07 AM
744759 | GRSM_UVA_SBC_AA | sum of base cations by AA | 11NPSWRD_WQX | see CATIONS_AA SBC=Ca+Mg+NA+K for <MDL substitute 0.5*MDL for <LQL substitute 0.5*(MDL+LQL) Unknown; 19--; No Cite - Method Not Cited; Unknown; Vol -- |  |  | 4/17/2018 11:30:07 AM
744755 | GRSM_UVA_SILICA_TCON | Technicon procedure for silica | 11NPSWRD_WQX | Colorimetric detection by molybdate blue technique with the Technicon Autoanalyzer II. Unknown; 19--; No Cite - Method Not Cited; Unknown; Vol -- |  |  | 4/17/2018 11:30:07 AM
744761 | GRSM_UVA_STREAMTEMP | Water temperature with pocket thermometer | 11NPSWRD_WQX | Place thermometer underwater and allow to equilibrate. Read temperature to nearest 0.5 degrees C while thermometer is below the surface of the water. Unknown; 19--; No Cite - Method Not Cited; Unknown; Vol -- |  |  | 4/17/2018 11:30:08 AM
732638 | GRSM_VISUAL | Visual Assessment/Observation | 11NPSWRD_WQX | Unknown; 19--; No Cite - Method Not Cited; Unknown; Vol -- |  |  | 11/19/2018 5:49:41 PM
560136 | GRSM_YSI6920 | In Situ Multi-parameter Data Collection Using YSI6920 | 11NPSWRD_WQX | Unknown; 19--; No Cite - Method Not Cited; Unknown; Vol -- |  |  | 11/20/2018 9:28:15 AM
763608 | GRYN_150.2 | pH According to Gran | 11NPSWRD_WQX |  |  |  | 11/9/2018 9:05:20 AM
763609 | GRYN_180.1 | Acid Neutralizing Capacity (ANC) According to Gran | 11NPSWRD_WQX |  |  |  | 11/9/2018 9:05:20 AM
763833 | GRYN_2540-E | Fixed and Volatile Solids by Greater Yellowstone Network | 11NPSWRD_WQX | Residue of procedure 2540-D is ignited to a constant weight at 550 degrees celsius. The remaining solids represent fixed total solids while weight lost represents volatile suspended solids. An analytical balance, convection oven and muffle furnace is required for analysis. |  |  | 11/14/2018 9:00:13 AM
110100 | GS | Escherichia coli in Water by Membrane Filtration U | HBMI_WQX |  |  |  | 1/4/2012 9:08:42 AM
262065 | GSLPERI | Periphyton sampling and analysis in GSL Wetlands | UTAHDWQ_WQX |  |  |  | 3/14/2016 1:49:06 PM
131888 | GS_UNKNOWN | GS_UNKNOWN | TURTLEMT |  |  |  | 2/14/2018 8:47:11 AM
505170 | GS_UNKNOWN | GS_UNKNOWN | SOUTHUTE |  |  |  | 3/29/2018 5:55:01 PM
487788 | GS_UNKNOWN | GS_UNKNOWN | MHA_NATN |  |  |  | 10/5/2018 3:16:30 PM
511160 | GS_UNKNOWN | GS_UNKNOWN | CHIPCREE_WQX |  |  |  | 8/3/2017 7:33:25 PM
530108 | GT | USGS WRIR 03-4174 | WQXWEBTRAINING10 | Analytical Method |  |  | 9/25/2013 2:54:35 PM
109942 | GUAM01 | Legacy Guam EPA Analytical Procedures | 21GUBCH |  |  |  | 11/12/2010 3:08:44 PM
109511 | GUAM01 | Legacy Guam EPA Analytical Procedures | 21GUAM |  |  |  | 9/13/2010 10:05:18 AM
763615 | GUIS_BLS20_CHLA | Chlorophyll a Analysis Bausch and Lomb Spectronic 20 | 11NPSWRD_WQX | Water samples for chlorophyll a determinations were chilled, brought to the laboratory, and processed as quickly as possible with a Bausch and Lomb Spectronic 20 utilizing the technique of Strickland and Parsons (1968). |  |  | 11/9/2018 9:09:04 AM
762905 | GUIS_BWAS75_SGS | Burrell Wrist Action Shaker (Model 75) Sand Grain Size Estimation | 11NPSWRD_WQX | Sand grain sizes were estimated as proportions of the total sample on a dry weight basis; sizes selected for separation ranged from 0.5 mm to 63 um. Three samples were combined and oven-dried at 60 degrees Celsius to a constant weight, then stored in a moisture-proof container until further analysis. A 50 g subsample from each composite sample was sifted through 5 sieves stacked in order of decreasing mesh size (500, 250, 180, 125, and 63 um from top to bottom). The stack of sieves and a 50 g sample were placed in a Burrell Wrist Action Shaker (Model 75) and agitated for 20 min. Following separation, the sediment particles retained within each sieve were weighed. |  |  | 10/16/2018 9:38:07 AM
762913 | GUIS_CG_SALINIT | Salinity by Chain Gravitometer | 11NPSWRD_WQX | Salinity was calculated in parts per thousand and were computed from specific gravities measured on a chain gravitometer. |  |  | 10/16/2018 10:26:50 AM
762906 | GUIS_CSL_SI | Coastal Science Laboratories Stable Isotope Analysis | 11NPSWRD_WQX | Stable isotopes were determined via mass spectroscopy by comparing samples of material to known standards, and reporting the difference between the sample and the standard in parts per thousand or per mil (?). Costal Science Laboratories used the National Bureau of Standards (NBS) carbon standard NBS #22 (oil) for the delta 13C analyses, NBS standards N-1 and N-2 (ammonium sulfates) and N-3 (potassium nitrate) for the delta 15N analyses, and NBS #123 (sphalerite) and OGS (barium sulfate) for the delta 34S analyses. |  |  | 10/16/2018 9:38:10 AM
762921 | GUIS_FISH_SL | Fish Standard Length Measurement | 11NPSWRD_WQX | Measurements on fishes were made by employing either measuring boards or measuring sticks. Standard length was measured as the distance from the tip of the snout to the posterior edge of the hypural plate. |  |  | 10/16/2018 10:26:56 AM
762922 | GUIS_FISH_TL | Fish Total Length Measurement | 11NPSWRD_WQX | Measurements on fishes were made by employing either measuring boards or measuring sticks. Total length was measured as the distance from the tip of the snout to the tip of the longest caudal fin ray. |  |  | 10/16/2018 10:26:56 AM
762929 | GUIS_FISH_WEIGH | Ross Fish Specimen Weight | 11NPSWRD_WQX | Specimens were weighed to the nearest 1 g after a minimum of one week in alcohol. In occasional instances, where large fish or large numbers of fishes or microinvertebrates were captured, live weights were determined to the nearest 10 g using a Salter 5-kg spring balance. |  |  | 10/16/2018 10:27:29 AM
762923 | GUIS_FISH_WGT | Fish Weight Measurement | 11NPSWRD_WQX | The majority of fishes were dried by blotting, and weight determinations were then made by means of a Top Loading Precision Mettler Balance. Large fishes were weighed on heavy-weight scales. Weights were noted to the nearest one-tenth gram. |  |  | 10/16/2018 10:26:56 AM
762924 | GUIS_FOLK_SED | Sediment Analysis with Folk Statistics | 11NPSWRD_WQX | The analyst thoroughly mixed 100 g. of sample with 100 ml of sodium metaphosphate solution and 400 ml of distilled water. The resulting suspension was added to a 1000-ml glass cylinder and the analyst added water to bring the total volume to one liter. Concentration of particles were measured using of hydrometer after 0.5, 1, 2, 5, 15, 30 and 60 minutes and at 4, 8 and 24 hours. Folk statistics were obtained from computer analyses of the data. |  |  | 10/16/2018 10:27:25 AM
762909 | GUIS_GCRL_ID | Macrobenthic Invertebrate Identification | 11NPSWRD_WQX | In the laboratory, macrobenthic invertebrates were sorted into major groups and transferred to 70% ethanol. Later, specimens were identified to the lowest practical taxonomic level (usually species) using available literature and enumerated. |  |  | 10/16/2018 12:04:08 PM
762925 | GUIS_INMAN_SED | Sediment Analysis with Inman Statistics | 11NPSWRD_WQX | The analyst thoroughly mixed 100 g. of sample with 100 ml of sodium metaphosphate solution and 400 ml of distilled water. The resulting suspension was added to a 1000-ml glass cylinder and the analyst added water to bring the total volume to one liter. Concentration of particles were measured using of hydrometer after 0.5, 1, 2, 5, 15, 30 and 60 minutes and at 4, 8 and 24 hours. Inman statistics were obtained from computer analyses of the data. |  |  | 10/16/2018 10:27:25 AM
762920 | GUIS_JSF_FISHID | James Stevenson Franks Fish ID | 11NPSWRD_WQX | Specimens were placed in 10 percent formalin following capture and were identified in the laboratory. Occasionally captured fishes were too large to be preserved and they were identified in the field. |  |  | 10/16/2018 10:26:55 AM
763612 | GUIS_NPS_WTEMP | Field Measurement of Water Temperature | 11NPSWRD_WQX | Water temperature was measured by lowering a thermometer on a string into the water. |  |  | 11/9/2018 9:07:12 AM
762918 | GUIS_ROSS_BIOM | Ross Biomass Measurement | 11NPSWRD_WQX | Fishes were first measured (standard length), then stomach contents were removed and the fishes were dried at 100 degrees Celsius (to constant weight) and weighed to 0.1 mg. Total biomass of each species was the product of mean dry weight times the total number of individuals counted in the field. Weights of several very large, but uncommon species were not included in the analysis. |  |  | 10/16/2018 10:26:53 AM
762917 | GUIS_ROS_FISHID | Ross Fish Species Identification | 11NPSWRD_WQX | Fishes were identified and counted in the field and a subsample of each species preserved for further analysis in the lab. In the lab, a subsample of up to 50 individuals of each species from each pool-sample date combination were examined. |  |  | 10/16/2018 10:26:53 AM
762927 | GUIS_SHER_MACRO | Benthic Macroinvertebrate Identification Sherrard | 11NPSWRD_WQX | Benthic macroinvertebrates were identified to the lowest possible taxon with a Bausch and Lomb stereo microscope equipped with a 3X zoom magnifier. |  |  | 10/16/2018 10:27:28 AM
762903 | GUIS_STRICK_PP | Phytoplankton Production Based on the Methods of Strickland and Parsons 1972 | 11NPSWRD_WQX | Protocol for determination of phytoplankton production was primarily based on the methods of Strickland and Parsons (1972), with modifications for use of dichlorophenyl dimethyl urea (DCMU) to compensate for inactive uptake (Legendre et al., 1983). Water samples were incubated in situ in clear 300 ml borosilicate glass BOD bottles, to which 5 uCi of NaH14CO3 had been added, for a period of three hours. A total of three incubations were carried out in each of the three beds. Two of these were incubated with isotope only; the third received isotope plus 10-5 M of DCMU dissolved in distilled water. Values for the DCMU treatments were subtracted from those for isotope only when calculating uptake rates. Uptake of 14C at the end of each incubation period was stopped by the addition of buffered 4% formalin. Upon return to the laboratory samples were drawn down onto 0.45 um nitrocellulose filters and washed with 10% HCl to remove unincorporated adsorbed label. The filters were allowed to dry completely prior to addition of a Liquid Scintillation Counter (LSC) cocktail for counting. Prepared samples were counted using a Beckman LS 3801 Liquid Scintillation Counter programmed for "wide-window" counting (color and chemical quench correction). Counts (dpm) were converted to uptake rates expressed as mg C/m3/hr. These rates were used to generate correction factors to account for uptake of 14C by phytoplankton present in seagrass and microalgal samples, as estimates of phytoplankton production. |  |  | 10/16/2018 9:38:07 AM
762896 | GUIS_SULL_EASPP | Epiphytic Algal and Seagrass Leaf Primary Production | 11NPSWRD_WQX | The protocol employed for measurement of epiphytic algal production used selected aspects of the methods of Penhale (1977), Penhale and Smith (1977), Morgan and Kitting (1984), and Jensen and Gibson (1986), with certain modifications. Primary production as 14 C uptake was measured simultaneously for both seagrass leaves and their epiphytes in the field. This eliminated the problems associated with simulation of field conditions in the laboratory and those involved with measurements made on scraped seagrass blades and suspensions of epiphytes. Individual leaves with their attached epiphytes were clipped near their bases and incubated in clear 70 ml glass test tubes containing 5 uCi of NaH14CO3 for 3 hr. The number of blades incubated per jar and their degree of epiphytization were chosen on each sampling date so as to approximate existing conditions in the beds (Morgan and Kitting, 1984). A total of six incubations was carried out in each of the three beds. Five of these were incubated with isotope only; the sixth received isotope plus 10^-5 M dichlorophenyl dimethyl urea (DCMU) dissolved in distilled water. Addition of the DCMU to 14C incubations allows estimation of inactive uptake of the isotope (Legendre et al., 1983). Values for the DCMU treatments were subtracted from those for isotope only when calculating uptake rates. All samples were incubated in situ, placing them back in the seagrass bed under ambient conditions of light and temperature. Uptake of 14C at the end of each incubation period was stopped by the addition of buffered 4% formalin. Seagrass blade samples were subjected to cold HNO3 digestion (>=48 hr) to homogenize the labeled plant tissue (Van Raalte et al., 1974). Prepared samples were counted using a Beckman LS 3801 liquid scintillation counter programmed for ?wide-window? counting (color and chemical quench correction). Counts (disintegrations per minute) were converted to uptake rates expressed as mg C/seagrass blade/hr and mg C/g dry wt seagrass/hr for epiphytes using modifications of the formulas of Penhale (1977). These rates were used to estimate real rates for epiphyte production (mg/ C/m2/hr) by multiplying the weight specific hourly rates by the biomass determinations for each bed (Jensen and Gibson, 1986). |  |  | 10/16/2018 9:38:07 AM
762904 | GUIS_SULL_ETD | Epiphyte Taxa Determinations | 11NPSWRD_WQX | The dominant non-diatom algal taxa were determined from the examination of both fresh material and material preserved with 4% formalin. Samples of seagrass blades were processed with hot HNO3 to obtain cleaned diatom frustules for taxonomic identification and enumeration. |  |  | 10/16/2018 9:38:07 AM
762897 | GUIS_VANRA_PPS | Primary Production in Sediment by 1974 Van Raalte et al | 11NPSWRD_WQX | Primary production of the sand microflora was determined by a 14C uptake technique described by Van Raatle et al. (1974) for edaphic salt march algae, with certain modifications. The upper 1 cm of each sediment core was placed directly into a clear glass incubation chamber to which 1 ml of labeled NaH14CO3 (5 uCi/ml) and 9 ml of unfiltered Mississippi Sound water were added. Five of the cores received the isotope only while the sixth received dichlorophenyl dimethyl urea (DCMU) at the concentration of 10-5 M prior to isotope addition. DCMU is a herbicide which inhibits the operation of Photosystem II and thus active carbon uptake, generating a total measured uptake in the incubation chambers. In the laboratory, cores were removed from the incubation chambers by washing them onto 0.45 um nitrocellulose filters. Each sample was then washed with a minimum of 50 ml of 2% HCl under a fume hood to remove the surface adsorbed and unincorporated NaH14CO3. The filter containing all core material was placed in a 125 ml wide mouth Erlenmeyer flask for digestion. Digestion was accomplished by adding 10 ml of concentrated HNO3 and allowing the mixture to stand for 4 hr under a fume hood. The digested samples were decanted into 15 ml polyethylene tubes and centrifuged for 10 min at 1000 rpm. A 1 ml subsample of the supernate was added to 9 ml of 0.75 M tris buffer. One ml of the preparation was combined with 10 ml of scintillation cocktail (3a70 LS Cocktail, Isolab). These samples were counted using a Beckman LS 3801 liquid scintillation counter programmed for ?wide window? counting. Count rates were then converted to hourly rates of carbon uptake via a combination of formulas given by Stickland and Parsons (1972) and Leach (1970); a factor of 1.064 was employed to correct for differential uptake of 14C. Since unfiltered Mississippi Sound seawater was used in the incubation, phytoplankton production was subtracted from the total measured in the incubation chambers. |  |  | 10/16/2018 9:38:07 AM
762912 | GUIS_VISKUP_ID | Viskup Organism Identification | 11NPSWRD_WQX | The larger organisms were identified using a dissecting microscope. All chironomids, oligochates, and extremely small organisms were mounted in CMCP 9/10 mounting media on slides. These animals were then identified using a compound microscope. |  |  | 10/16/2018 10:25:54 AM
533063 | GULN_BITH_HAR_BIO | Harrel's Benthic Macroinvertebrate Analytical Procedure | 11NPSWRD_WQX | Benthic macroinvertebrates were collected seasonally using a petite Ponar dredge (15.24 cm by 15.24 cm). Six samples were collected at each station. Each sample was washed through a No. 30 mesh wash bucket, placed in quart jars, and preserved and stained with a mixture of 10 percent formalin and rose bengal dye (Mason and Yevich, 1967). The samples were later washed in the laboratory through a No. 30 U.S. Standard Soil Sieve. The organisms were later picked and stored in 70 percent ethanol until they were sorted, identified, and enumerated. Harrel, R.C. and S.D. Commander; 1980; Water Quality Monitoring in the Big Thicket National Preserve (4 of 5), Turkey Creek Unit; Lamar Univerity; 94p |  |  | 2/24/2016 1:05:26 PM
526118 | GULN_BITH_HAR_CHLA | Harrel's Chlorophyll a Procedure at BITH | 11NPSWRD_WQX | The method of Richards and Thompson (1952), as modified by Odum et al. (1958) using a Bausch & Lomb Spectronic 20. The chlorophyll is extracted in an acetone solution and the optical density is determined. Chlorophyll a concentration in mg/L is calculated by a formula. Harrel, R.C.; 1977; Water Quality Monitoring in the Big Thicket National Preserve; Lamar Univerity; 44p |  |  | 2/24/2016 1:05:26 PM
526119 | GULN_BITH_HAR_COLOR | Harrel's Apparent Color Procedure at BITH | 11NPSWRD_WQX | Hach Direct Read (DR) Colorimeter Harrel, R.C.; 1977; Water Quality Monitoring in the Big Thicket National Preserve; Lamar Univerity; 44p |  |  | 2/24/2016 1:05:26 PM
525259 | GULN_BITH_HAR_DO% | Dissolved Oxygen by Calculation | 11NPSWRD_WQX | Calculation of DO% saturation Harrel, R.C.; 1977; Water Quality Monitoring in the Big Thicket National Preserve; Lamar Univerity; 44p |  |  | 2/24/2016 1:05:25 PM
526120 | GULN_BITH_HAR_FCFS | Harrel's Fecal Coliform and Fecal Streptococci Bacteria Procedures at BITH | 11NPSWRD_WQX | Numbers of fecal coliform and fecal streptococci bacteria were determined by membrane filter techniques (APHA 1976). Ten ml and 25 ml water samples were filtered through 0.45 micron, gridded, 47 mm Millipore filters. The filters were placed on pads saturated with EC media for fecal coliform growth or KF media for fecal streptococci growth, and incubated in plastic Petri plates. The number of colonies on each plate was counted after the fecal coliform were incubated submerged in a water bath at 44.5 C for 24 hours, and fecal streptococci were incubated at 37.5 C for 48 hours. Harrel, R.C. and W. Newberry; 1981; Water Quality Monitoring in the Big Thicket National Preserve (5 of 5), Big Sandy Creek Unit; Lamar Univerity; 65p |  |  | 2/24/2016 1:05:26 PM
526116 | GULN_BITH_HAR_FLOW | Harrel's Discharge/Flow Procedure at BITH | 11NPSWRD_WQX | The Float Method or Robins and Crawford (1954). Harrel, R.C.; 1977; Water Quality Monitoring in the Big Thicket National Preserve; Lamar Univerity; 44p |  |  | 2/24/2016 1:05:26 PM
525260 | GULN_BITH_HAR_PH | pH, Colometric | 11NPSWRD_WQX | Harrel, R.C.; 1977; Water Quality Monitoring in the Big Thicket National Preserve; Lamar Univerity; 44p |  |  | 2/24/2016 1:05:25 PM
526117 | GULN_BITH_HAR_SHDI | Harrel's Shannon Diversity Procedure at BITH | 11NPSWRD_WQX | Shannon's diversity index (1948) as proposed by Margalef (1958) and modified by Patten (1962) and Wilhm and Dorris (1968) was calculated for each station for each collection based on a formula that uses the total number of individuals and the number of individuals of each species. Harrel, R.C. and S.D. Commander; 1980; Water Quality Monitoring in the Big Thicket National Preserve (4 of 5), Turkey Creek Unit; Lamar Univerity; 94p |  |  | 2/24/2016 1:05:26 PM
526121 | GULN_BITH_HAR_TDS | Harrel's TDS Procedure at BITH | 11NPSWRD_WQX | Filter sample through 0.45 micron millipore filter and evaporate at 103 degrees C in a tared crucible. The residue after evaporation is the TDS. Further burning of the evaporated and weighed sample at 550 degrees C will leave only the inorganic ash (TDI). The weight lost between the evaporation and buring is a measure of the organic content (TDO). Harrel, R.C.; 1977; Water Quality Monitoring in the Big Thicket National Preserve; Lamar Univerity; 44p |  |  | 2/24/2016 1:05:26 PM
525261 | GULN_BITH_HAR_TSS | Harrel's TSS Procedure at BITH | 11NPSWRD_WQX | Filtration through 0.45 micron millipore filter and gravimetric method. Harrel, R.C.; 1977; Water Quality Monitoring in the Big Thicket National Preserve; Lamar Univerity; 44p |  |  | 2/24/2016 1:05:26 PM
566695 | GULN_HAR_BITH_HAR_BI | Harrel's Benthic Macroinvertebrate Analytical Procedure | 11NPSWRD_WQX | Benthic macroinvertebrates were collected seasonally using a petite Ponar dredge (15.24 cm by 15.24 cm). Six samples were collected at each station. Each sample was washed through a No. 30 mesh wash bucket, placed in quart jars, and preserved and stained with a mixture of 10 percent formalin and rose bengal dye (Mason and Yevich, 1967). The samples were later washed in the laboratory through a No. 30 U.S. Standard Soil Sieve. The organisms were later picked and stored in 70 percent ethanol until they were sorted, identified, and enumerated. Harrel, R.C. and S.D. Commander; 1980; Water Quality Monitoring in the Big Thicket National Preserve (4 of 5), Turkey Creek Unit; Lamar Univerity; 94p |  |  | 2/18/2016 11:40:41 AM
525262 | GULN_NPS_APHA_315 | Iron, Phenanthroline Method | 11NPSWRD_WQX | American Public Health Association; 1985; Standard Methods for the Examination of Water and Wastewater, 16th Edition; American Public Health Association; 16th Edition |  |  | 2/24/2016 1:05:25 PM
525255 | GULN_NPS_ASTM6919-03 | Standard Test Method for Determination of Dissolved Alkali and Alkaline Earth Cations | 11NPSWRD_WQX | Test Method for Determination of Dissolved Alkali and Alkaline Earth Cations and Ammonium in Water and Wastewater by Ion Chromatography American Society for Testing of Materials; 2003; ASTM Standards. Water and Environmental Technology (I); American Society for Testing of Materials; Vol 11.01 |  |  | 2/24/2016 12:12:33 PM
525268 | GULN_TCEQ_DEPTH | Texas Commission on Environmental Quality, Total Water Depth | 11NPSWRD_WQX | Texas Commission of Environmental Quality; December 2003; Surface Water Quality Monitoring Procedures; Texas Commission of Environmental Quality; Volume 1 |  |  | 2/22/2019 6:00:44 PM
525258 | GULN_TCEQ_DO | Texas Commission on Environmental Quality, Dissolved Oxygen | 11NPSWRD_WQX | Like other field parameters, DO is measured instream at the depth(s) specified in the 'Field Measurements' section. Measure DO directly from a water body by immersing a multiprobe instrument or DO meter. See Chapter 8 for 'Multiparameter Instrument Calibration and Maintenance' for calibration before each day of use. The DO probe must equilibrate for at least two minutes before DO is recorded. Care must be taken at profile stations to ensure that the reading is stable for each depth. Since dissolved oxygen takes the longest to stabilize, record this parameter after temperature, conductivity, and pH. All current multiprobe instruments (Hydrolab and YSI) have automatic stirrers. If the automatic stirrer malfunctions, the DO probe must be manually stirred by raising and lowering the probe at a rate of 1ft/s without agitating the water surface. If the stream velocity at the sampling point exceeds 1ft/s, the probe membrane can be pointed upstream into the flow, and manual stirring can be avoided. Texas Commission of Environmental Quality; December 2003; Surface Water Quality Monitoring Procedures; Texas Commission of Environmental Quality; Volume 1 |  |  | 2/22/2019 6:00:44 PM
525263 | GULN_TCEQ_FLOW | Texas Commission on Environmental Quality, Flow | 11NPSWRD_WQX | Stretch the measuring tape across the stream at right angles to the direction of flow. When using an electronic flow meter, the tape does not have to be exactly perpendicular to the bank (direction of flow). When using a propeller or pigmy type meter, however, make corrections for deviation from perpendicular. If necessary, the measuring cross section can be modified on smaller, low-flow streams. This can be done by building dikes to cut off dead water and shallow flows, remove rocks, weeds, and debris in the reach of stream 1 to 2 meters upstream from the measurement cross section. After modifying a streambed, allow the flow to stabilize before starting the flow measurement. Refer to Chapter 3 for details. Texas Commission of Environmental Quality; December 2003; Surface Water Quality Monitoring Procedures; Texas Commission of Environmental Quality; Volume 1 |  |  | 2/22/2019 6:00:44 PM
525254 | GULN_TCEQ_FLOW_SEVER | Texas Commission on Environmental Quality, Flow Severity | 11NPSWRD_WQX | Flow severity should be recorded for each SWQM visit to freshwater streams or rivers (nontidally influenced) and reported to the TCEQ central office. It should be recorded even if it was not possible to measure flow on a specific sampling visit. See the SWQM DMRG for detailed information on data reporting. There are no numerical flow guidelines associated with flow severity. This is an observational measurement that is highly dependent on the water body and knowledge of monitoring personnel. It is a simple but useful piece of information when assessing water quality data. For example, a bacteria value of 10,000 with a flow severity of 1 would represent something entirely different than the same value with a flow severity of 5. See Table 3-2 for detailed descriptions of flow severity values. The six flow severity values are: (1) No Flow; (2) Low Flow; (3) Normal Flow; (4) Flood; (5) High Flow; and (6) Dry. Texas Commission of Environmental Quality; December 2003; Surface Water Quality Monitoring Procedures; Texas Commission of Environmental Quality; Volume 1 |  |  | 2/22/2019 6:00:31 PM
525257 | GULN_TCEQ_PH | Texas Commission on Environmental Quality, pH | 11NPSWRD_WQX | Like other field parameters, pH is measured instream at the depth(s) specified in the 'Field Measurements' section. Measure pH directly from a water body by immersing a multiprobe instrument or pH meter. The pH function is calibrated each day of use for multiparameter instruments. See Chapter 8, 'Multiparameter Instrument Calibration and Maintenance.' Allow the pH probe to equilibrate for at least two minutes before pH is recorded. Texas Commission of Environmental Quality; December 2003; Surface Water Quality Monitoring Procedures; Texas Commission of Environmental Quality; Volume 1 |  |  | 2/22/2019 6:00:44 PM
525264 | GULN_TCEQ_RAIN | Texas Commission on Environmental Quality, Days Since Last Significant Rainfall | 11NPSWRD_WQX | Significant precipitation is defined as any amount that visibly influences water quality. Water quality in small to medium streams and in the headwaters of many reservoirs is influenced by runoff during and immediately after rainfall events. This influence is site specific and poorly studied. To understand and regulate the adverse effects of runoff, the SWQM Program would like to associate recent rains or melted snow with ambient water quality, using a parameter defined as days since last significant precipitation. Using best professional judgment, record the number of days, rounded to the nearest whole number, since a rainfall event that may have influenced water quality. Here are some guidelines: If it is raining when the sample is collected, or has rained within the last 24-hours, report a value of <1. If it has been a long time since a significant rain, record this as greater than that particular value, for example >7 days. If confidence about the recent history of precipitation is low, don't report a value. See the SWQM DMRG for detailed information on data reporting. Texas Commission of Environmental Quality; December 2003; Surface Water Quality Monitoring Procedures; Texas Commission of Environmental Quality; Volume 1 |  |  | 2/22/2019 6:00:44 PM
525265 | GULN_TCEQ_SECCHI | Texas Commission on Environmental Quality, Secchi Depth | 11NPSWRD_WQX | Measure Secchi disk transparency directly in the water body wherever conditions allow. The Secchi disk should be clean, weighted and suspended with chain, wire, or Dacron line (the line used to suspend the Secchi disk should not be nylon or cotton because stretching may cause erroneous readings). Another option is to attach the Secchi disk to a metal rod calibrated in metric units. Texas Commission of Environmental Quality; December 2003; Surface Water Quality Monitoring Procedures; Texas Commission of Environmental Quality; Volume 1 |  |  | 2/22/2019 6:00:44 PM
525256 | GULN_TCEQ_SPC | Texas Commission on Environmental Quality, Specific Conductivity | 11NPSWRD_WQX | The specific conductance function is calibrated each day of use for multiparameter instruments. See Chapter 8, 'Multiparameter Instrument Calibration and Maintenance.' Like other field parameters, measure specific conductance directly instream at the depth(s) specified in the 'Field Measurements' section. Allow the conductivity probe to equilibrate for at least two minutes before specific conductance is recorded. A common physical problem in using a specific conductance probe (or meter) is entrapment of air in the conductivity probe chambers. The presence of air in the probe is indicated by unstable specific conductance values fluctuating up to + 100 micromhos/cm minimized by slowly, carefully placing the probe into the water; and when the probe is completely submerged, quickly move it through the water to release any air bubbles. Texas Commission of Environmental Quality; December 2003; Surface Water Quality Monitoring Procedures; Texas Commission of Environmental Quality; Volume 1 |  |  | 2/22/2019 6:00:29 PM
525266 | GULN_TCEQ_TDS | Texas Commission on Environmental Quality, Total Dissolved Solids | 11NPSWRD_WQX | The TDS is a function of the specific conductance meter and follows its calibration and measurement procedures. Texas Commission of Environmental Quality; December 2003; Surface Water Quality Monitoring Procedures; Texas Commission of Environmental Quality; Volume 1 |  |  | 2/22/2019 6:00:44 PM
525253 | GULN_TCEQ_TEMP | Texas Commission on Environmental Quality, Temperature | 11NPSWRD_WQX | Measure temperature at the depth(s) specified in 'Chapter 3, Field Measurements.' Measure temperature directly from a water body by immersing a multiprobe instrument. Allow the temperature to equilibrate for at least two minutes before temperature is recorded. The temperature sensor does not require routine calibration. Texas Commission of Environmental Quality; December 2003; Surface Water Quality Monitoring Procedures; Texas Commission of Environmental Quality; Volume 1 |  |  | 2/22/2019 6:00:30 PM
525252 | GULN_TCEQ_WEATHER | Texas Commission on Environmental Quality, Present Weather | 11NPSWRD_WQX | Basic selection of five weather categories: 1) clear, 2) partly cloudy, 3) cloudy, 4) rain, 5) other. Texas Commission of Environmental Quality; December 2003; Surface Water Quality Monitoring Procedures; Texas Commission of Environmental Quality; Volume 1 |  |  | 2/22/2019 6:00:44 PM
525267 | GULN_USGS_24_HR | National field manual for the collection of water-quality data | 11NPSWRD_WQX | USGS; variously dated; U.S. Geological Survey, variously dated, National field manual for the collection of water-quality data: U.S. Geological Survey Techniques of Water-Resources Investigations, book 9, chaps. A1-A9, available online at http://pubs.water.usgs.gov/twri9A.; USGS; book 9 |  |  | 2/22/2019 6:10:07 PM
732707 | GUMO0002_GUMO_CIR_TO | GUMO Total Organic Carbon by Combustion and Infrared Analysis | 11NPSWRD_WQX | Total organic carbon was determined by combustion and infrared analysis. Method specific were not provided. Unknown; 19--; No Cite - Method Not Cited; Unknown; Vol -- |  |  | 10/18/2016 11:04:24 AM
732649 | GUMO0002_GUMO_CORREL | Taxonomic Identification of Aquatic Plants By Helen and Donovan Correll | 11NPSWRD_WQX | Identification of the vascular aquatic plants and aquatic-associated plants was confirmed by Helen B. and Donovan S. Correll. Lind, O.T.; 1979; Limnology of McKittrick Creek, Guadalupe Mountains National Park: Pages 123-139 in Biological Investigations in the Guadalupe Mountains National Park, Texas, by H.H. Genoway and R.J. Baker (eds.); U.S. Government Printing Office, Washington, DC.; 1 vol. |  |  | 10/18/2016 10:58:36 AM
732678 | GUMO0006_GUMO_KELLEY | Bacterial Analysis of Water Samples by Kelley | 11NPSWRD_WQX | Bacterial analysis of water by Kelley was completed using one of two methods. (Individual samples were not annotated as to which method was used.) The inaccessibility of the water sources with respect to each other necessitated the collection of only part of the sources during a sampling period. In addition, the distance from the collection points to the laboratory promoted the use of two procedures. The microbiological analysis utilized the Millipore filter procedure in which samples were filtered and placed on a growth medium for incubation and detection. Normally, samples were collected, labeled and stored on ice until laboratory tests could be performed. The samples were returned to the laboratory where they were filtered, placed on the growth medium, and incubated - all within a short period of time. In those cases where a laboratory was not readily available and the samples must be stored for a time longer than was desirable a delayed incubation procedure was used. This procedure involved immediate filtration of the sample. The filter was then placed on a holding medium which kept the bacteria alive but prevented their growth. Upon return to the laboratory, the filter was transferred to the growth medium for incubation. The filtration unit consisted of the sample receptacle, the porous stopper-funnel on which the membrane filter was placed and through which all the sample passed, a filtering flask with a side tube, a clamp for securing the sample receptacle to the filtering flask, and an electric vacuum pump. Membrane filters with a pore diameter of 0.45 um were utilized. All glassware, pipettes, graduated cylinders, filtration equipment and membrane filters were autoclaved prior to utilization. Sample volumes of 10, and 50, and 100 ml were filtered for each source. Sterile dilution water was used to rinse the filtration apparatus between filtrations. For the direct incubation procedure, the membrane filters were placed in plastic disposable petri dishes on absorbent pads containing 1.8 to 2.2 ml of M-Endo medium. The petri dishes were incubated for 24 hours at 35°C. For the delayed incubation procedure, the initial medium used was M-Endo preservative medium, which was identical to M-Endo medium except for the addition of sodium benzoate solution which prevented bacterial growth. Upon arrival at the laboratory, the filters were transferred to M-Endo medium for incubation at 35°C for 24 hours. Following the incubation period, the colonies were counted on each of the filters. Typical coliform colonies on M-Endo medium have a pink to dark red color with a metallic surface sheen. Coliform densities in terms of coliforms/100 ml were determined by Total coliforms/100 ml = (coliform colonies counted x 100)/(ml sample filtered). All microbiological tests were performed according to procedures outlined in Standard Methods for the Examination of Water and Wastewater, 14th ed., 1976. (The specific method numbers were not provided.) Kelley, J.S.; 1979; Assessment of Water Resources of Guadalupe Mountains National Park, Texas; Civil Engineering Dept., Texas Tech University, Lubbock, TX; 116 pp. |  |  | 10/18/2016 10:55:59 AM
732644 | GUMO0007_GUMO_2PHMET | GUMO pH by HACH Model 17200 or NASA Instrument Company Model 49 pH Meter | 11NPSWRD_WQX | In GUMO, the pH was measured either by a HACH Model 17200 pH meter or NASA Instrument Company Model 49 pH meter. Unknown; 19--; No Cite - Method Not Cited; Unknown; Vol -- | 17200 |  | 10/18/2016 10:54:41 AM
732759 | GUMO0009_GUMO_MEYE_B | Meyerhoff's Benthic Identification with Ward, Whipple, and Wiggins | 11NPSWRD_WQX | Meyerhoff identified the organisms, usually to the generic level, with Ward and Whipple 1959 (Ward, H.B., and G.C. Whipple, 1959. Fresh-Water Biology, edited by W.T. Edmondson, 2nd edition. John Wiley and Sons, Inc., New York. 1248 pp.) and Wiggins 1977 (Wiggins, G.B. 1977. Larvae of the North American caddisfly genera (Trichoptera). University of Toronto Press, Toronto. 401 pp.). Meyerhoff, R.D.; 1984; Variation in Benthic Community Structure: The Role of the Macroenvironment Along a Downstream Gradient; Biology Department, Baylor University, Waco, TX; 185 pp. |  |  | 10/18/2016 10:54:52 AM
732679 | GUMO0009_GUMO_MEYE_C | Meyerhoff's Coarse Particulate Organic Matter (CPOM) Analysis | 11NPSWRD_WQX | After drying in an oven at 100 degrees Centigrade for 48 hours, Meyerhoff weighed the allochthonous material (coarse particulate organic matter, CPOM, particles greater than 5 millimeters). Meyerhoff, R.D.; 1984; Variation in Benthic Community Structure: The Role of the Macroenvironment Along a Downstream Gradient; Biology Department, Baylor University, Waco, TX; 185 pp. |  |  | 10/18/2016 10:55:59 AM
732680 | GUMO0009_GUMO_MEYE_P | Meyerhoff's Particle Size Analysis | 11NPSWRD_WQX | Meyerhoff sieved the dried substrate through a series of 5 sieves using a Tyler shaker. Mesh sizes 4, 10, 20, 40, and 60 were used (4.75 millimeters, 2 millimeters, 0.85 millimeters, 0.425 millimeters, and 0.25 millimeters, respectively). Substrate held by the 4.75-millimeter sieve was hand-sorted into substrate > 16 millimeters and substrate < 16 millimeters. Substrate which passed through all sieves (< 0.25 millimeters) was also collected. Each substrate class was then weighed. Meyerhoff, R.D.; 1984; Variation in Benthic Community Structure: The Role of the Macroenvironment Along a Downstream Gradient; Biology Department, Baylor University, Waco, TX; 185 pp. |  |  | 10/18/2016 10:56:00 AM
732657 | GUMO0010_GUMO_GREEN_ | Green's Aquatic Macroinvertebrate Identification | 11NPSWRD_WQX | The subsamples were placed under a dissecting microscope and individuals identified down to the lowest taxon level, usually genus. Insect identifications were determined by using taxonomic keysfound primarily in Merritt and Cummins (Merritt, R.W. and K.W. Cummins, 1984. An Introduction to the Aquatic Insects of North America, Second Edition. Kendall/Hunt, Dubuque, IA. 1 vol.). Crustaceans, flatworms, and most other invertebrates were identified using keys found in Pennack (Pennak, R.W. 1978. Fresh-water invertebrates of the United States, Second Edition. John Wiley and Sons, New York. 803 pp.). Mollusks were identified using keys in Pennak (1978) and Burch (Burch, J.B. 1975. Freshwater Sphaeriacian Clams (Mollusca: Pelecypoda) of North America. U.S. EPA Identification Manual Number 3. Malacological Publications, Hamburg, MI. 1 vol.). The total number/taxon were estimated by using the formula: T=txn/N, where T is the total numbers/taxon, t is the number/taxon counted, n is the number of cells sampled, and N is the number of cells in the sampling pan. In an example, if 20 individuals were counted of a taxon and this came from 5 cells out of 40 possible, the total number would be T = 20 x 40/5 which is equal to 160. The gridded pan was then scanned quickly to find any organisms that were present as single individuals (one earthworm, one beetle, etc.). Divided subsamples were placed in vials and preserved with 70% alcohol. Green, T.M.; 1993; A Distributional Analysis of Aquatic Invertebrates of McKittrick Creek of the Guadalupe Mountains National Park, Texas; Zoology Dept., Texas A & M University, College Station, TX; 276 pp. |  |  | 10/18/2016 10:55:01 AM
732690 | GUMO0011_GUMO_AMP02_ | Average Width, Depth, Velocity, and Thalweg Depth by Petersen 2002 | 11NPSWRD_WQX | Width, depth, velocity, and thalweg depth were collected every 50 meters along the stream section, and averaged. Petersen, A.P.; 2002; The Ecology of Fishes in McKittrick Creek, Guadalupe Mountains National Park, Texas; Fishery and Wildlife Biology, Colorado State University, Fort Collins, CO; 25 pp.+appendices |  |  | 10/18/2016 10:57:07 AM
732709 | GUMO0011_GUMO_PETE_V | Petersen's Visual Estimation of Fish Counts | 11NPSWRD_WQX | Petersen estimated total population for rainbow trout and native longeared sunfish (Lepomis megalotis) in July of 2000 by electrofishing. An attempt was made to electrofish the entire length of the creek, but due to the fragile nature of the upstream habitat, this method was discontinued in the middle of Section 3 and visual counts were used from that point to the upper end of the reach. Petersen, A.P.; 2002; The Ecology of Fishes in McKittrick Creek, Guadalupe Mountains National Park, Texas; Fishery and Wildlife Biology, Colorado State University, Fort Collins, CO; 25 pp.+appendices |  |  | 10/5/2016 9:13:10 AM
732682 | GUMO0012_GUMO_HL_YSI | Water Quality Measurements by Hydrolab or YSI Probe | 11NPSWRD_WQX | Water quality parameters were measured by either Hydrolab or YSI probes. The model numbers were not provided. Unknown; 19--; No Cite - Method Not Cited; Unknown; Vol-- |  |  | 10/18/2016 10:56:15 AM
732656 | GUMO0013_GUMO_MAHER_ | Taxonomic Identification of Aquatic Macroinvertebrates By Maher | 11NPSWRD_WQX | In the laboratory Maher sorted macroinvertebrates under magnification with aid of a SMZ800 Nikon microscope, and identified to the lowest possible taxonomic unit, most to genus level. Taxonomic references include, but are not confined to, the following: Pennak (1989), Merritt and Cummins (1996), Lugo-Ortiz and McCafferty (1998), Wiggins (1998), and Thorp and Covich (2001). Insects were preserved in 80% ethanol. Maher, J.E.; 2009; Macroinvertebrate Relations with Ecoregions and Aquifers as Influenced by the Hydrology and Water Quality of Western Texas Spring Ecosystems; Biology Dept., Texas State University-San Marcos, San Marcos, TX.; 74 pp. + Appendices. |  |  | 10/18/2016 10:55:03 AM
733281 | GUMO_2PHMETERS | GUMO pH by HACH Model 17200 or NASA Instrument Company Model 49 pH Meter | 11NPSWRD_WQX | In GUMO, the pH was measured either by a HACH Model 17200 pH meter or NASA Instrument Company Model 49 pH meter. Unknown; 19--; No Cite - Method Not Cited; Unknown; Vol -- | 17200 |  | 2/1/2017 4:09:48 PM
733292 | GUMO_AMP02_WDVT | Average Width, Depth, Velocity, and Thalweg Depth by Petersen 2002 | 11NPSWRD_WQX | Width, depth, velocity, and thalweg depth were collected every 50 meters along the stream section, and averaged. Petersen, A.P.; 2002; The Ecology of Fishes in McKittrick Creek, Guadalupe Mountains National Park, Texas; Fishery and Wildlife Biology, Colorado State University, Fort Collins, CO; 25 pp.+appendices |  |  | 2/1/2017 4:20:08 PM
733286 | GUMO_CIR_TOC | GUMO Total Organic Carbon by Combustion and Infrared Analysis | 11NPSWRD_WQX | Total organic carbon was determined by combustion and infrared analysis. Method specific were not provided. Unknown; 19--; No Cite - Method Not Cited; Unknown; Vol -- |  |  | 2/1/2017 4:14:37 PM
733285 | GUMO_CORRELL_ID | Taxonomic Identification of Aquatic Plants By Helen and Donovan Correll | 11NPSWRD_WQX | Identification of the vascular aquatic plants and aquatic-associated plants was confirmed by Helen B. and Donovan S. Correll. Lind, O.T.; 1979; Limnology of McKittrick Creek, Guadalupe Mountains National Park: Pages 123-139 in Biological Investigations in the Guadalupe Mountains National Park, Texas, by H.H. Genoway and R.J. Baker (eds.); U.S. Government Printing Office, Washington, DC.; 1 vol. |  |  | 2/1/2017 4:14:34 PM
733283 | GUMO_GREEN_AMII | Green's Aquatic Macroinvertebrate Identification | 11NPSWRD_WQX | The subsamples were placed under a dissecting microscope and individuals identified down to the lowest taxon level, usually genus. Insect identifications were determined by using taxonomic keysfound primarily in Merritt and Cummins (Merritt, R.W. and K.W. Cummins, 1984. An Introduction to the Aquatic Insects of North America, Second Edition. Kendall/Hunt, Dubuque, IA. 1 vol.). Crustaceans, flatworms, and most other invertebrates were identified using keys found in Pennack (Pennak, R.W. 1978. Fresh-water invertebrates of the United States, Second Edition. John Wiley and Sons, New York. 803 pp.). Mollusks were identified using keys in Pennak (1978) and Burch (Burch, J.B. 1975. Freshwater Sphaeriacian Clams (Mollusca: Pelecypoda) of North America. U.S. EPA Identification Manual Number 3. Malacological Publications, Hamburg, MI. 1 vol.). The total number/taxon were estimated by using the formula: T=txn/N, where T is the total numbers/taxon, t is the number/taxon counted, n is the number of cells sampled, and N is the number of cells in the sampling pan. In an example, if 20 individuals were counted of a taxon and this came from 5 cells out of 40 possible, the total number would be T = 20 x 40/5 which is equal to 160. The gridded pan was then scanned quickly to find any organisms that were present as single individuals (one earthworm, one beetle, etc.). Divided subsamples were placed in vials and preserved with 70% alcohol. Green, T.M.; 1993; A Distributional Analysis of Aquatic Invertebrates of McKittrick Creek of the Guadalupe Mountains National Park, Texas; Zoology Dept., Texas A & M University, College Station, TX; 276 pp. |  |  | 2/1/2017 4:10:36 PM
733282 | GUMO_HL_YSI_WQ | Water Quality Measurements by Hydrolab or YSI Probe | 11NPSWRD_WQX | Water quality parameters were measured by either Hydrolab or YSI probes. The model numbers were not provided. Unknown; 19--; No Cite - Method Not Cited; Unknown; Vol-- |  |  | 2/1/2017 4:10:28 PM
733284 | GUMO_KELLEY_BAC | Bacterial Analysis of Water Samples by Kelley | 11NPSWRD_WQX | Bacterial analysis of water by Kelley was completed using one of two methods. (Individual samples were not annotated as to which method was used.) The inaccessibility of the water sources with respect to each other necessitated the collection of only part of the sources during a sampling period. In addition, the distance from the collection points to the laboratory promoted the use of two procedures. The microbiological analysis utilized the Millipore filter procedure in which samples were filtered and placed on a growth medium for incubation and detection. Normally, samples were collected, labeled and stored on ice until laboratory tests could be performed. The samples were returned to the laboratory where they were filtered, placed on the growth medium, and incubated - all within a short period of time. In those cases where a laboratory was not readily available and the samples must be stored for a time longer than was desirable a delayed incubation procedure was used. This procedure involved immediate filtration of the sample. The filter was then placed on a holding medium which kept the bacteria alive but prevented their growth. Upon return to the laboratory, the filter was transferred to the growth medium for incubation. The filtration unit consisted of the sample receptacle, the porous stopper-funnel on which the membrane filter was placed and through which all the sample passed, a filtering flask with a side tube, a clamp for securing the sample receptacle to the filtering flask, and an electric vacuum pump. Membrane filters with a pore diameter of 0.45 um were utilized. All glassware, pipettes, graduated cylinders, filtration equipment and membrane filters were autoclaved prior to utilization. Sample volumes of 10, and 50, and 100 ml were filtered for each source. Sterile dilution water was used to rinse the filtration apparatus between filtrations. For the direct incubation procedure, the membrane filters were placed in plastic disposable petri dishes on absorbent pads containing 1.8 to 2.2 ml of M-Endo medium. The petri dishes were incubated for 24 hours at 35°C. For the delayed incubation procedure, the initial medium used was M-Endo preservative medium, which was identical to M-Endo medium except for the addition of sodium benzoate solution which prevented bacterial growth. Upon arrival at the laboratory, the filters were transferred to M-Endo medium for incubation at 35°C for 24 hours. Following the incubation period, the colonies were counted on each of the filters. Typical coliform colonies on M-Endo medium have a pink to dark red color with a metallic surface sheen. Coliform densities in terms of coliforms/100 ml were determined by Total coliforms/100 ml = (coliform colonies counted x 100)/(ml sample filtered). All microbiological tests were performed according to procedures outlined in Standard Methods for the Examination of Water and Wastewater, 14th ed., 1976. (The specific method numbers were not provided.) Kelley, J.S.; 1979; Assessment of Water Resources of Guadalupe Mountains National Park, Texas; Civil Engineering Dept., Texas Tech University, Lubbock, TX; 116 pp. |  |  | 2/1/2017 4:14:26 PM
733287 | GUMO_MAHER_ID | Taxonomic Identification of Aquatic Macroinvertebrates By Maher | 11NPSWRD_WQX | In the laboratory Maher sorted macroinvertebrates under magnification with aid of a SMZ800 Nikon microscope, and identified to the lowest possible taxonomic unit, most to genus level. Taxonomic references include, but are not confined to, the following: Pennak (1989), Merritt and Cummins (1996), Lugo-Ortiz and McCafferty (1998), Wiggins (1998), and Thorp and Covich (2001). Insects were preserved in 80% ethanol. Maher, J.E.; 2009; Macroinvertebrate Relations with Ecoregions and Aquifers as Influenced by the Hydrology and Water Quality of Western Texas Spring Ecosystems; Biology Dept., Texas State University-San Marcos, San Marcos, TX.; 74 pp. + Appendices. |  |  | 2/1/2017 4:14:41 PM
733288 | GUMO_MEYE_BENID | Meyerhoff's Benthic Identification with Ward, Whipple, and Wiggins | 11NPSWRD_WQX | Meyerhoff identified the organisms, usually to the generic level, with Ward and Whipple 1959 (Ward, H.B., and G.C. Whipple, 1959. Fresh-Water Biology, edited by W.T. Edmondson, 2nd edition. John Wiley and Sons, Inc., New York. 1248 pp.) and Wiggins 1977 (Wiggins, G.B. 1977. Larvae of the North American caddisfly genera (Trichoptera). University of Toronto Press, Toronto. 401 pp.). Meyerhoff, R.D.; 1984; Variation in Benthic Community Structure: The Role of the Macroenvironment Along a Downstream Gradient; Biology Department, Baylor University, Waco, TX; 185 pp. |  |  | 2/1/2017 4:14:45 PM
733289 | GUMO_MEYE_CPOM | Meyerhoff's Coarse Particulate Organic Matter (CPOM) Analysis | 11NPSWRD_WQX | After drying in an oven at 100 degrees Centigrade for 48 hours, Meyerhoff weighed the allochthonous material (coarse particulate organic matter, CPOM, particles greater than 5 millimeters). Meyerhoff, R.D.; 1984; Variation in Benthic Community Structure: The Role of the Macroenvironment Along a Downstream Gradient; Biology Department, Baylor University, Waco, TX; 185 pp. |  |  | 2/1/2017 4:14:51 PM
733290 | GUMO_MEYE_PAS | Meyerhoff's Particle Size Analysis | 11NPSWRD_WQX | Meyerhoff sieved the dried substrate through a series of 5 sieves using a Tyler shaker. Mesh sizes 4, 10, 20, 40, and 60 were used (4.75 millimeters, 2 millimeters, 0.85 millimeters, 0.425 millimeters, and 0.25 millimeters, respectively). Substrate held by the 4.75-millimeter sieve was hand-sorted into substrate > 16 millimeters and substrate < 16 millimeters. Substrate which passed through all sieves (< 0.25 millimeters) was also collected. Each substrate class was then weighed. Meyerhoff, R.D.; 1984; Variation in Benthic Community Structure: The Role of the Macroenvironment Along a Downstream Gradient; Biology Department, Baylor University, Waco, TX; 185 pp. |  |  | 2/1/2017 4:14:51 PM
733291 | GUMO_MEYE_PEB | Meyerhoff's Periphyton Biomass Analysis by Modified Walkley-Black Method | 11NPSWRD_WQX | Meyerhoff ground an aliquot from each sample into particles < 5 millimeters in diameter. Five to ten gram subsamples were weighed for analysis. The Walkey-Black method (pages 214-221 in Jackson, M.L., 1958. Soil Chemical Analysis. Prentice Hall, New Jersey) was used to determine the ratio of grams of organic matter to grams of substrate. Four replicate measurements were determined for each sample from each pool. Meyerhoff, R.D.; 1984; Variation in Benthic Community Structure: The Role of the Macroenvironment Along a Downstream Gradient; Biology Department, Baylor University, Waco, TX; 185 pp. |  |  | 2/1/2017 4:14:51 PM
733474 | GUMO_PETE_VISL | Petersen's Visual Estimation of Fish Counts | 11NPSWRD_WQX | Petersen estimated total population for rainbow trout and native longeared sunfish (Lepomis megalotis) in July of 2000 by electrofishing. An attempt was made to electrofish the entire length of the creek, but due to the fragile nature of the upstream habitat, this method was discontinued in the middle of Section 3 and visual counts were used from that point to the upper end of the reach. Petersen, A.P.; 2002; The Ecology of Fishes in McKittrick Creek, Guadalupe Mountains National Park, Texas; Fishery and Wildlife Biology, Colorado State University, Fort Collins, CO; 25 pp.+appendices |  |  | 2/1/2017 4:29:11 PM
763619 | GWCA_BOYT_FLOW | Boyt Flow by Calculation | 11NPSWRD_WQX | The following procedure was described by Lorene Boyt in her 1983-86 water quality study for George Washington Carver National Monument, 'the velocity of flow, in feet per second, was measured on-site with a Pygmy flow meter. The cross-sectional area of the stream was also measured and combined with the velocity to calculate the flow in feet per second, according to the following formula: flow = cross-sectional area (in square feet) x velocity (in feet per second).' |  |  | 11/9/2018 9:19:56 AM
762931 | GWCA_CSU_EPA415 | Total Organic Carbon by Method 415.1 or 415.2, EPA 1983 | 11NPSWRD_WQX | Total organic carbon was determined by EPA method 415.1 and/or EPA method 415.2, from the 1983 version of Methods for Chemical Analyses of Water and Wastes, EPA 600/4-79-020. |  |  | 10/16/2018 12:14:29 PM
762953 | GWCA_EDMO59_BEN | Benthic Identification by Edmondson in 'Freshwater Biology' (1959) | 11NPSWRD_WQX | Benthic taxonomic identifications were determined as described by Edmondson in 'Freshwater Biology' (1959). |  |  | 11/8/2018 6:19:50 PM
762952 | GWCA_LIND74_SDD | Secchi Disk Depth Visibility by Lind 1974 | 11NPSWRD_WQX | Secchi disk depth visibility was measured by procedures outlined by Lind 1974. |  |  | 11/8/2018 6:19:50 PM
762946 | GWCA_LIND74_TUR | Turbidity by Lind 1974 with Spectronic-20 Colorimeter Spectrophotometer | 11NPSWRD_WQX | Turbidity was measured according to procedures outlined in Lind 1974 with a Spectronic-20 colorimeter-spectrophotometer. Distilled water was used for the blank. The samples were mixed well by inversion, avoiding shaking. Two one-inch matched colorimeter test tubes were used, one for the distilled water and the other for the sample. The wavelength of 510 was chosen on the instrument, and the 100 percent transmittance setting was rechecked with the blank between each reading of the samples. The turbidity was recorded in percent transmittance and converted to Jackson Turbidity Units (JTU) via a HACH Chemical Company table based on formazin standard readings. |  |  | 11/8/2018 6:19:44 PM
762950 | GWCA_LIND74_WT | Water Temperature by Lind 1974 | 11NPSWRD_WQX | Water temperature was measured by procedures outlined by Lind 1974. |  |  | 11/8/2018 6:19:50 PM
762944 | GWCA_MFS78_FLOW | Flow by Modified Forest Service 1978 Procedures | 11NPSWRD_WQX | The flow method was modified from procedures outlined in U.S. Department of Agriculture Forest Service, 1978. Investigating Your Environment. Number 001-001-00446-4. U.S. Government Printing Office, Washington, D.C. A summary is as follows. Due to variations in the width of the waters, different lengths were measured at each site to determine stream flow. In order to get a relatively uniform width section, a 1.5 meter length was measured at Carver Spring, a 3.0 meter section at Carver Branch, a 4.3 meter length at Williams Branch, and a 7.6 meter section at Harkins Branch. Williams Spring which forms a pond was measured as a 17.7 meter section, the length of the drain pipe. At each site, excluding the pond site, stakes were placed at the beginning and end points of each measured section. The float was placed into the water above the upstream marker, and the time it took to travel between the markers was recorded in seconds. The average time was calculated. The width of the stream was measured at three places within the measured area, and the total was divided by three to get the average stream width. The depth of the stream was measured at three places in a straight line across the stream within the measured area, and the total was divided by four (to account for shallow areas) to calculate the average depth. Water flow in cubic meters per second was calculated by multiplying average width times average depth times average distance the float traveled each second. |  |  | 11/8/2018 6:19:44 PM
762941 | GWCA_MPMF_MEA | Fecal Streptococci by Millipore Membrane Filter Using M-Enterococcus Agar | 11NPSWRD_WQX | The fecal streptococcus samples were prepared for incubation by filtering. The samples from Carver Branch Entrance, Carver Branch Exit, and Carver Spring were filtered through a Millipore cellulose membrane with a pore size of 0.45 microns, in 50 milliliter increments (dilution factor = 2x). Harkins Branch, due to the high concentrations for fecal organisms, was first filtered through the filter in 10 milliliter increments (dilution factor = 10x). This amount was later revised to 5 milliliter increments (dilution factor = 20x) because of high colony counts. The fecal streptococcus organisms were grown in m-enterococcus agar. The inoculated plates were placed in a warm air incubator. After 72 hours the plates were counted. Sterile technique was maintained during all procedures to reduce the chance of contamination. |  |  | 11/8/2018 6:19:43 PM
762942 | GWCA_MPMF_MFC | Fecal Coliforms by Millipore Membrane Filter Using M-FC Broth | 11NPSWRD_WQX | The fecal coliform samples were prepared for incubation by filtering. The samples from Carver Branch Entrance, Carver Branch Exit, and Carver Spring were filtered through a Millipore cellulose membrane with a pore size of 0.45 microns, in 50 milliliter increments (dilution factor = 2x). Harkins Branch, due to the high concentrations for fecal organisms, was first filtered through the filter in 10 milliliter increments (dilution factor = 10x). This amount was later revised to 5 milliliter increments (dilution factor = 20x) because of high colony counts. The fecal coliform organisms were grown in m-fc broth. The inoculated plates were placed in water-proof plastics sacks, then submerged into a 44.5 degrees C water bath. After 24 hours the plates were counted. Sterile technique was maintained during all procedures to reduce the chance of contamination. |  |  | 11/8/2018 6:19:43 PM
762935 | GWCA_MSLA_AAS | Cadmium, Lead and Zinc by Atomic Absorption Spectrophotometer Modified from Slavin 1968 | 11NPSWRD_WQX | The methods of instrument operation and sample preparation were modifications of those used in Slavin, W. 1968. Atomic Absorption Spectroscopy. Interscience Publishers, John Wiley and Sons, New York. p. 307. A summary is as follows. Atomic absorption spectroscopy is a method of instrumentally determining the concentration of metals in a sample. In flameless spectroscopy the sample is introduced onto a carbon rod and the solvent is burned off. The sample is further heated and atomized. At this point light from a hollow cathode lamp is directed through it onto a monochromator, and onto a detector. This process may also be accomplished by aspirating the sample into a flame and directing the light from the lamp through the flame. This method is much faster but the sensitivity is reduced by a factor of 100. In this study cadmium and lead concentrations were measured by flameless spectroscopy. Only the concentration of zinc was high enough for the flame to be used. Solutions of known concentration of the metal were prepared and measured under the same conditions as the samples. The absorbances of the known solutions are plotted against their concentrations to produce a calibration curve. The absorbances of the samples are then measured and their concentrations are found from the graph. |  |  | 11/8/2018 6:19:42 PM
762936 | GWCA_MWINK_DO | Dissolved Oxygen by Modified Winkler Test | 11NPSWRD_WQX | Dissolved Oxygen was analyzed using a modified Winkler test. |  |  | 11/8/2018 6:19:42 PM
762949 | GWCA_UNAASAFS | Minerals and Trace Elements by Atomic Absorption Spectrophotometer (AAS) and Atomic Fluorescence Spectrophotometer (AFS) | 11NPSWRD_WQX | The operation of the Atomic Absorption Spectrophotometer (AAS) and the Atomic Fluorescence Spectrophotometer (AFS) were explained in detail by Sheldon 1984. However, the manufacturers and model numbers of the instruments were not provided nor was the specific instrument defined for each element. A summary of instrument operation is as follows. The source and detection power is switched on, and the source power is set. The source position and optical system are adjusted. The flame is lit and the fuel:oxidant ratio is adjusted. The burner is allowed to warm up while the solvent is nebulized. The detector response is set. Pure solvent is nebulized into the flame and the 100% transmission setting for AAS or zero deflection setting in AFS are re-checked and adjusted if necessary. The blank, standard, and sample solutions are nebulized into the flame sequentially and the absorbance or fluorescence intensity recorded for each. The concentration of the element was found by relating its absorbance or fluorescence to the signals produced by the standard solutions of known concentrations. With direct concentration readout, the meter or recorder of the detector is calibrated directly with the known concentrations of the standards as they are aspirated. |  |  | 11/8/2018 6:19:46 PM
4760 | GWPD 1 | GWPD 1-Measuring water levels by use of a graduated steel tape | USDOI/USGS | D ~ USGS ; GWPD 1-Measuring water levels by use of a graduated steel tape |  | https://www.nemi.gov/methods/sams_method_summary/11552/ | 7/31/2013 12:00:00 AM
4764 | GWPD 17 | GWPD 17-Conducting an instantaneous change in head (slug) test with a mechanical slug and submersible pressure transduce | USDOI/USGS | G ~ USGS ; GWPD 17-Conducting an instantaneous change in head (slug) test with a mechanical slug and submersible pressure transducer |  | https://www.nemi.gov/methods/sams_method_summary/11568/ | 7/31/2013 12:00:00 AM
4761 | GWPD 2 | GWPD 2-Identifying a minimum set of data elements to establish a groundwater site | USDOI/USGS | E ~ USGS ; GWPD 2-Identifying a minimum set of data elements to establish a groundwater site |  | https://www.nemi.gov/methods/sams_method_summary/11553/ | 7/31/2013 12:00:00 AM
4763 | GWPD 3 | GWPD 3-Establishing a permanent measuring point and other reference marks | USDOI/USGS | F ~ USGS ; GWPD 3-Establishing a permanent measuring point and other reference marks |  | https://www.nemi.gov/methods/sams_method_summary/11554/ | 7/31/2013 12:00:00 AM
4766 | GWPD WELL | Method to estimate discharge from a pumped well by use of a circular orifice weir | USDOI/USGS | H ~ USGS ; Method to estimate discharge from a pumped well by use of a circular orifice weir |  | https://www.nemi.gov/methods/sams_method_summary/11561/ | 7/31/2013 12:00:00 AM
4749 | GWTP | Groundwater technical procedures of the U.S. Geological Survey | USDOI/USGS | B ~ USGS ; Groundwater technical procedures of the U.S. Geological Survey |  | https://www.nemi.gov/methods/sams_method_summary/11551/ | 7/31/2013 12:00:00 AM
2382 | H-01 | Tritium in Milk, Soil, Urine and Biota | USEPA |  |  |  | 8/12/2006 11:50:00 PM
2383 | H-02 | Tritium in Water | USEPA |  |  |  | 8/12/2006 11:50:00 PM
2384 | H-03 | Tritium in Water | USEPA |  |  |  | 8/12/2006 11:50:00 PM
109530 | H2O | Water level measurement | IAAFO_WQX |  |  |  | 9/29/2010 11:48:10 AM
19388 | H3 | Tritium | 21PA_WQX | H3-Tritium | Final |  | 11/20/2014 3:14:43 PM
762503 | H8190 | H8190 | AZDEQ_SW |  |  |  | 9/24/2018 10:25:58 AM
739961 | HAB101 | EPA Rapid Habitat Assessment Protocol | WQXTEST |  |  |  | 5/22/2017 12:00:00 AM
735748 | HAB101 | EPA Rapid Habitat Assessment Protocol | CBP_WQX |  |  |  | 5/22/2017 9:13:33 AM
735749 | HAB102 | Montgomery County-Unspecified Protocol | CBP_WQX |  |  |  | 5/22/2017 9:13:33 AM
739962 | HAB102 | Montgomery County-Unspecified Protocol | WQXTEST |  |  |  | 5/22/2017 12:00:00 AM
739963 | HAB103 | Fairfax County-RSAT And Modified RBP For Piedmont/Triassic Physiographic Provinces | WQXTEST |  |  |  | 5/22/2017 12:00:00 AM
735750 | HAB103 | Fairfax County-RSAT And Modified RBP For Piedmont/Triassic Physiographic Provinces | CBP_WQX |  |  |  | 5/22/2017 9:13:33 AM
735751 | HAB104 | Fairfax County-RSAT And Modified RBP For Coastal Plain Physiographic Provinces | CBP_WQX |  |  |  | 5/22/2017 9:13:33 AM
739964 | HAB104 | Fairfax County-RSAT And Modified RBP For Coastal Plain Physiographic Provinces | WQXTEST |  |  |  | 5/22/2017 12:00:00 AM
735752 | HAB105 | MACS Workgroup Modified EPA Rapid Habitat Assessment Protocol | CBP_WQX |  |  |  | 5/22/2017 9:13:33 AM
739965 | HAB105 | MACS Workgroup Modified EPA Rapid Habitat Assessment Protocol | WQXTEST |  |  |  | 5/22/2017 12:00:00 AM
739966 | HAB106 | Virginia Commonwealth University Fast Habitat Assessment | WQXTEST |  |  |  | 5/22/2017 12:00:00 AM
735753 | HAB106 | Virginia Commonwealth University Fast Habitat Assessment | CBP_WQX |  |  |  | 5/22/2017 9:13:33 AM
739967 | HAB107 | Virginia Commonwealth University | WQXTEST |  |  |  | 5/22/2017 12:00:00 AM
735754 | HAB107 | Virginia Commonwealth University | CBP_WQX |  |  |  | 5/22/2017 9:13:33 AM
274940 | HACH 10020 | Nitrate, Chromotropic Acid Method | MNPCA |  |  |  | 7/5/2017 12:42:12 PM
551797 | HACH 10360 | Luminescence Measurement of Dissolved Oxygen in Water and Wastewater and for Use in the Determination of BOD5 and cBOD5 | MNPCA |  |  |  | 12/4/2017 12:36:52 PM
742933 | HACH 8008 | HACH 8008 | AZDEQ_GW |  | 8008 |  | 11/3/2017 10:17:58 AM
742932 | HACH 8008 CAL | HACH 8008 CAL | AZDEQ_GW |  | 8008 CAL |  | 11/3/2017 10:17:58 AM
266550 | HACH 8039 | Nitrate, Cadmium Reduction Method | MNPCA |  |  |  | 9/6/2016 5:37:06 PM
762734 | HACH 8131 | HACH 8131 | AZDEQ_SW |  |  |  | 10/9/2018 9:18:41 AM
566354 | HACH 8160 | HACH 8160 | INSTOR_WQX |  | 8160 |  | 5/10/2016 1:16:04 PM
757110 | HACH 8167 | HACH 8167 | AZDEQ_SW |  |  |  | 10/9/2018 9:18:41 AM
109972 | HACH 8185 | HACH 8185 | 21IOWA_WQX |  | 8185 |  | 12/19/2014 11:08:09 AM
733230 | HACH APP-PHM-0002 | Chlorophyll-a and Pheophytin in Water by Spectrophotometric Measurement of Ethanolic Extract from Filter Residue | MNPCA |  |  |  | 12/5/2016 3:57:30 PM
275072 | HACH BL-GRN ALG | Blue-Green Algae Density by Hach probe | MNPCA |  |  |  | 1/28/2014 4:30:31 PM
274888 | HACH COLOR | Apparent Color, Hach Color Wheel Method | MNPCA |  |  |  | 1/2/2018 10:42:17 AM
511121 | HACH DR/3000 PROCEDU | HACH DR/3000 PROCEDURE CODE 0.9 | WYDEQ_WQX |  | DR/3000 |  | 10/10/2012 6:47:58 PM
741453 | HACH HS-C | HACH HS-C | AZDEQ_SW |  | HS-C |  | 9/20/2017 11:25:35 AM
262015 | HACH HS-C | HYDROGEN SULFIDE | 21ARIZ_WQX |  |  |  | 5/12/2016 3:22:20 AM
274942 | HACH NO23 SPEC | Nitrate and Nitrite, Total, Using Spectrophotometer VIS/UV 4000, Nitrate 2500 Method | MNPCA |  |  |  | 12/3/2015 11:23:27 AM
566130 | HACH NO3 NITRATAX | Nitrate, Total, Using Nitratax Two-Beam UV Absorption Method | MNPCA |  |  |  | 2/1/2019 10:37:30 AM
275071 | HACH PAR | Photosynthetic Active Radiation (PAR) by Hach probe | MNPCA |  |  |  | 1/28/2014 4:30:31 PM
187245 | HACH-2100P | ProjectSOP: Avg of three subsamples from grab sample | SAMISHINDIAN_WQX |  |  |  | 1/18/2019 1:52:55 PM
62997 | HACH-FIELD-MTVOLWQM | Hach field kit using color change or titration | MTVOLWQM_WQX |  |  |  | 1/13/2011 4:33:59 PM
511139 | HACH-TN10071 | Nitrogen, Total | MIAMITRIBEOFOKLAHOMA | Lab results for Total Nitrogen are provided by Miami Environmental Laboratory. |  |  | 7/23/2013 3:39:27 PM
751825 | HACH10360 | Luminescence Measurement of dissolved oxygen in water and wastewater revision 1.1 | SKOKDATA_WQX |  |  |  | 5/14/2018 1:29:29 PM
557130 | HACH10360 | Method name place holder | WQXTEST |  |  |  | 10/29/2014 1:11:04 PM
741435 | HACH8000 | HACH8000 | AZDEQ_SW |  | 8000 |  | 9/20/2017 11:20:03 AM
555496 | HACH8000 | FIELD TEST KIT WITH CONCENTRATIONS BASED ON A COLOR WHEEL | 21ARIZ_WQX |  |  |  | 5/12/2016 4:01:07 AM
763633 | HAFO_PHOSP | Phospate and Total P Determination According to Olsen and Sommers | 11NPSWRD_WQX |  |  |  | 11/9/2018 9:21:05 AM
731962 | HAJ-10D-Surv | Juvenile Hyalella Azteca, 10 day Survival | EPA_GLNPO |  |  |  | 4/29/2016 4:36:51 PM
731963 | HAJ-28D-Len | Juvenile Hyalella Azteca, 28 day Length | EPA_GLNPO |  |  |  | 4/29/2016 4:39:03 PM
731965 | HAJ-28D-Surv | Juvenile Hyalella Azteca, 28 day Survival | EPA_GLNPO |  |  |  | 2/2/2018 9:57:18 AM
731967 | HAJ-28D-Wt | Juvenile Hyalella Azteca, 28 day Weight | EPA_GLNPO |  |  |  | 2/2/2018 8:55:19 AM
731968 | HAJ-28D-Wt:Z | Juvenile Hyalella Azteca, 28 day Weight, Zeolite | EPA_GLNPO |  |  |  | 4/26/2016 1:46:22 PM
731964 | HAJ28DLen:Z | Juvenile Hyalella Azteca, 28 day Length, Zeolite | EPA_GLNPO |  |  |  | 4/19/2016 12:37:41 PM
731966 | HAJ28DSurv:Z | Juvenile Hyalella Azteca, 28 day Survival, Zeolite | EPA_GLNPO |  |  |  | 4/19/2016 12:37:41 PM
63116 | HARD-CALC-MDEQ-WQ | Hardness Calculated from Mg and Ca Lab Results | MDEQ_WQ_WQX |  |  |  | 9/12/2013 11:27:23 AM
63000 | HARD-CALC-MONT-PPL | Hardness Calculated from Mg and Ca Lab Results | MONT_PPL_WQX |  |  |  | 11/16/2009 1:40:56 PM
63084 | HARD-CALC-MTWTRSHD | Hardness Calculated from Mg and Ca Lab Results | MTWTRSHD_WQX |  |  |  | 12/9/2010 3:10:29 PM
108594 | HARD-CALC-TSWQC | Hardness Calculated from Mg and Ca Lab Results | TSWQC_WQX |  |  |  | 8/20/2010 3:17:18 PM
514122 | Hardness W.3E | Hardness W.3E | EPA_R7_WQX | This analysis provides analytical data for hardness as calcium carbonate in water. Calcium and magnesium data from previously analyzed (following RLAB Method 3122.3E) water samples are used in a calculation that incorporates the elemental weights and concentrations in mg/L (ppm). Water samples analyzed for hardness usually originate from monitoring programs. However, this method still satisfies all of the applicable program requirements for both Superfund and RCRA (and potentially other programs as well). |  |  | 12/14/2015 12:56:50 PM
551794 | Hardness W.3F | Hardness in Water by Calculation | EPA_R7_WQX | This analysis provides analytical data for hardness as calcium carbonate in water. Calcium and magnesium data from previously analyzed (following RLAB Method 3122.3E) water samples are used in a calculation that incorporates the elemental weights and concentrations in mg/L (ppm). Water samples analyzed for hardness usually originate from monitoring programs. However, this method still satisfies all of the applicable program requirements for both Superfund and RCRA (and potentially other programs as well). Analysis Summary: Method: EPA Region 7 RLAB Method 3122.3F |  |  | 12/14/2015 12:56:50 PM
547664 | HARDNESS, CA+MG | calculation of hardness | 21FLAMEC_WQX |  |  |  | 7/22/2014 8:26:56 AM
109643 | HARDNESS, CA+MG | calculation of hardness | 21FLNAPL_WQX | Calculation of hardness (Ca+Mg), using method 200.8(W) for Ca and Mg |  |  | 12/12/2018 12:53:23 PM
530120 | HASL-300 4.5.4:AM-24 | Americium-241 (Am-05-RC Modified) | SANILDEFONSODECP |  |  |  | 5/7/2013 12:51:56 PM
530115 | HASL-300 4.5.4:ISOPU | HASL-300 4.5.4:ISOPU | SANILDEFONSODECP |  |  |  | 5/7/2013 2:33:38 PM
530116 | HASL-300 4.5.4:ISOU | HASL-300 4.5.4:ISOU | SANILDEFONSODECP |  |  |  | 5/7/2013 2:33:37 PM
530111 | HASL-300:ISOPU | Isotopic Plutonium (1990 EML Procedures Manual, HASL-300) | SANILDEFONSODECP |  |  |  | 5/6/2013 4:51:15 PM
561836 | HASL300 | Radioisotopes | R10MIDNITE |  |  |  | 4/1/2015 6:32:10 PM
561749 | HASL300-PB01 | HASL300-Lead 210 | R10MIDNITE |  |  |  | 4/1/2015 6:22:37 PM
561751 | HASL300-PO02 | HASL300-Polonium 210 | R10MIDNITE |  |  |  | 4/1/2015 6:22:36 PM
561835 | HASL300-TH01 | HASL300-Isotopic Thorium | R10MIDNITE |  |  |  | 4/1/2015 6:29:01 PM
561759 | HASL300-U02 | HASL300-Isotopic Uranium | R10MIDNITE |  |  |  | 4/1/2015 6:28:50 PM
731969 | HAW_PAHSED | Hawthorne PAH34, Sed. | EPA_GLNPO |  |  |  | 5/6/2016 4:39:36 PM
4767 | HBSL | Health Based Screening Levels (HBSLs) | USDOI/USGS | Health Based Screening Levels (HBSLs) ~ USGS ; Toccalino, P., Nowell, L., Wilber, W., Zogorski, J., Donohue, J., E., C., Krietzman, S., and Post, G. |  | https://www.nemi.gov/methods/sams_method_summary/11961/ | 7/31/2013 12:00:00 AM
732861 | HCB | Hexachlorobenzene | EPATEST |  |  |  | 12/9/2016 7:55:46 AM
732862 | HepEpx | Heptachlor Epoxide | EPATEST |  |  |  | 12/9/2016 7:55:46 AM
107107 | Hepta | Heptachlor | EPATEST |  |  |  | 11/21/2016 3:42:56 PM
522153 | Herb S.2I | Herb S.2I | EPA_R7_WQX | Herb S.2I - Contact R7 lab for more information. |  |  | 2/11/2013 4:26:33 PM
522157 | Herb W.2I | Herb W.2I | EPA_R7_WQX | This analysis provides analytical data for 5 chlorophenoxy acid compounds in a water sample by RLAB Method 3240.2. Water samples are analyzed for total herbicides and originate from an array of different sources, as well as different programs, such as Monitoring, SUPR, RCRA and Water Compliance. However, this method still satisfies all of the applicable program requirements (and potentially other programs as well). Ths analysis is based on SW-846 8150 and SW-846 8151A. The presence and concentrations of these compounds are determined through an extraction phase followed by analysis of the extract. An aliquot , 1 liter, of the sample is acidied with sulfuric acid and extracted with diethyl ether. A hydrolysis step is included which produces an extract that will contain all forms of the herbicides. The analysis is conducted by injecting the sample extract into a gas chromatograph (GC) with an electron capture detector (EC). Compound reporting limits are typically in the very low (<.1) part per billion range. Matrix interferences can occur and may complicate the analytical process. If there is a matrix interference, dilutions may be performed and higher reporting limits reported. Potential other sources of interferences include contaminated laboratory equipment and/or chemicals. However, higher reporting limits are typically the result of the sample matrix interferences and not laboratory materials. |  |  | 12/14/2015 12:56:50 PM
2385 | HERL_001 | Organchlorine Pesticides in Tissue | USEPA |  |  |  | 8/12/2006 11:50:00 PM
2386 | HERL_002 | HCB and Mirex in Tissue | USEPA |  |  |  | 8/12/2006 11:50:00 PM
2387 | HERL_003 | Pesticides in Tissue and Human Milk | USEPA |  |  |  | 8/12/2006 11:50:00 PM
2388 | HERL_004 | Pesticides in Blood or Serum | USEPA |  |  |  | 8/12/2006 11:50:00 PM
2389 | HERL_005 | Pentachlorophenol in Blood | USEPA |  |  |  | 8/12/2006 11:50:00 PM
2390 | HERL_006 | Pentachlorophenol and Salts in Urine | USEPA |  |  |  | 8/12/2006 11:50:00 PM
2391 | HERL_007 | Bis(p-Chlorophenyl) Acetic Acid in Urine | USEPA |  |  |  | 8/12/2006 11:50:00 PM
2392 | HERL_008 | 2,4-D and 2,4,5-T in Urine | USEPA |  |  |  | 8/12/2006 11:50:00 PM
2393 | HERL_009 | Kepone in Blood and Environmental Samples | USEPA |  |  |  | 8/12/2006 11:50:00 PM
2394 | HERL_010 | Pesticides and Metabolites in Tissue | USEPA |  |  |  | 8/12/2006 11:50:00 PM
2395 | HERL_011 | Metabolites or Hydrolysis Products | USEPA |  |  |  | 8/12/2006 11:50:00 PM
2396 | HERL_012 | para-Nitrophenol in Urine | USEPA |  |  |  | 8/12/2006 11:50:00 PM
2397 | HERL_013 | Cholinesterase Activity in Blood | USEPA |  |  |  | 8/12/2006 11:50:00 PM
2398 | HERL_014 | 1-Naphthol in Urine | USEPA |  |  |  | 8/12/2006 11:50:00 PM
2399 | HERL_016 | Pesticides in Air | USEPA |  |  |  | 8/12/2006 11:50:00 PM
2400 | HERL_017 | PCBs in Human Milk by Macro Method | USEPA |  |  |  | 8/12/2006 11:50:00 PM
2401 | HERL_018 | PCBs in Human Milk by Micro Method | USEPA |  |  |  | 8/12/2006 11:50:00 PM
2402 | HERL_020 | PCBs in Adipose Tissue | USEPA |  |  |  | 8/12/2006 11:50:00 PM
2403 | HERL_021 | TCDD Residues | USEPA |  |  |  | 8/12/2006 11:50:00 PM
2404 | HERL_022 | Analysis of Water for Pesticides | USEPA |  |  |  | 8/12/2006 11:50:00 PM
2405 | HERL_023 | Analysis of Water for Herbicides | USEPA |  |  |  | 8/12/2006 11:50:00 PM
2406 | HERL_024 | Insecticides in Soils and Housedust | USEPA |  |  |  | 8/12/2006 11:50:00 PM
2407 | HERL_025 | Insecticides in Bottom Sediment | USEPA |  |  |  | 8/12/2006 11:50:00 PM
2408 | HERL_026 | Pesticides in Human Tissue and Milk | USEPA |  |  |  | 8/12/2006 11:50:00 PM
2409 | HERL_030 | Infrared Spectroscopy | USEPA |  |  |  | 8/12/2006 11:50:00 PM
732863 | Hg | Mercury | EPATEST |  |  |  | 12/9/2016 7:55:46 AM
290981 | Hg FF T.14E | Hg FF T.14E | EPA_R7_WQX |  |  |  | 12/23/2014 4:48:31 PM
510320 | Hg Fish F | Hg Fish F | EPA_R7_WQX | Can call EPA Lab for further information on this method. |  |  | 12/23/2014 4:48:10 PM
510317 | Hg Fish Fil | Hg Fish Fil | EPA_R7_WQX | Can call EPA Lab for further information on this method. |  |  | 12/23/2014 4:47:11 PM
510319 | Hg Fish W | HG Fish W | EPA_R7_WQX | Can call EPA Lab for further information on this method. |  |  | 12/23/2014 4:47:13 PM
510311 | Hg Fish Whl | Hg Fish Whl | EPA_R7_WQX | Can call EPA Lab for further information on this method. |  |  | 12/23/2014 4:47:10 PM
514129 | Hg S.23C | Mercury in sediment | EPA_R7_WQX | Mercury in sedement |  |  | 2/11/2013 4:26:00 PM
522155 | Hg S.23D | Hg S.23D | EPA_R7_WQX | Hg S.23D -Contact R7 Lab for more information. |  |  | 12/11/2015 2:02:29 PM
510323 | Hg T.23C | Hg T.23C | EPA_R7_WQX | Can call EPA Lab for further information on this method. |  |  | 12/23/2014 4:48:08 PM
532307 | Hg T.23D | Mercury in Tissue | EPA_R7_WQX | This analysis is performed following RLAB Method 3121.23C which substantially meets the requirements of SW846 Method 7473. Mercury is considered one of the most toxic of the elements. Mercury toxicity differs by the type of mercury; organic mercury compounds are most toxic, and inorganic mercury compounds are more toxic than elemental mercury. There have been cases of blindness, neurological disorders, and even death caused by people eating seed corn coated with a mercury fungicide. And many people were affected in Japan on the Minamata Bay in the late 1970's because of eating fish contaminated with mercury from a nearby plant. Mercury combines with the proteins in the body, and thus enzymes (which are proteins) do not work correctly for a body poisoned with mercury. A chemical professor died in 1997 from absorbing a small amount of organic mercury through a glove. |  |  | 6/9/2015 1:39:48 PM
514123 | Hg W.23C | Mercury in water | EPA_R7_WQX | Mercury in water |  |  | 2/11/2013 4:29:36 PM
522158 | Hg W.23D | Hg W.23D | EPA_R7_WQX | Hg W.23D - Contact R7 Lab for more information. |  |  | 12/11/2015 2:00:35 PM
290983 | Hg WF T.14E | Hg WF T.14E | EPA_R7_WQX |  |  |  | 12/23/2014 4:47:17 PM
110112 | HG-003-2 | Methylmercury as Hg | 21FLGW_WQX | Methylmercury in tissue and sediment samples using purge & trap with atomic fluorescence detection. |  |  | 3/4/2015 10:00:07 AM
262273 | HG-008-3 | DEP SOP Method - Mercury in Sediment | 21FLPNS_WQX |  |  |  | 5/29/2014 9:27:15 AM
110114 | HG-008-3 | MERCURY IN SOLID SAMPLES USING COLD VAPOR AA SPECTOROSCOPY | 21FLGW_WQX |  |  |  | 11/29/2016 8:59:08 AM
1238 | HG-01 | Mercury - AA Spectroscopy | USDOE/EML |  |  |  | 8/12/2006 11:50:00 PM
530302 | HG-AFS | Hydride Generation Atomic Fluorescence Spectrometry | MNPCA |  |  |  | 6/3/2016 3:12:44 PM
530303 | HG-CV-AFS | Mercury by Cold Vapor Atomic Floursescence Spectroscopy | MNPCA |  |  |  | 12/2/2015 4:23:14 PM
20194 | HGAF-NCA | HGAF-NCA | EMAP_CS_WQX | Hydride Generation Atomic Fluorescence used for EMAP-NCA Northeast Sediment Chemistry analyses |  |  | 6/17/2009 11:47:52 AM
505745 | HI301H | Asbestos | HI301H_WQX |  |  |  | 7/17/2012 11:34:59 PM
505239 | HI301H | Asbestos | TESTGCSWQX |  |  |  | 7/9/2012 9:18:53 PM
5299 | HILSENHOFF BIOTIC | Hilsenhoff Biotic Index | USEPA |  |  |  | 12/17/2014 1:03:27 PM
109554 | HISTORIC | Hawaii historic procedures for Legacy STORET | 21HI |  |  |  | 10/29/2010 4:16:20 PM
522189 | HISTORIC | Historic | SDDENR_WQX |  |  |  | 2/28/2013 7:49:55 PM
63098 | HISTORIC-MONT-DEQ | Historic Procedure | MONT_DEQ_WQX |  |  |  | 12/15/2009 9:31:57 AM
262079 | HISTORICAL | Standard Operation Procedure | 21FLCEN_WQX |  |  |  | 8/20/2014 9:14:24 AM
565585 | HISTORICAL DATA | HISTORICAL DATA | 21ARIZ_WQX |  |  |  | 12/1/2015 12:48:37 PM
143178 | HISTORICAL DATA | UNKNOWN LAB PROCEDURE-HISTORICAL DATA | 21MSWQ_WQX |  |  |  | 5/5/2011 4:45:09 PM
107197 | HK | HACH KIT | MEDEP_WQX |  |  |  | 7/2/2014 4:06:33 PM
551323 | HMI_MHg | Sample Preparation and Analytical Method for Methylmercury(1+) Analysis | MDEDAT01_WQX | Sample preparation and analytical method for methylmercury(1+) given in the Year 16 Technical Report "Assessment of the Environmental Impacts of the Hart-Miller Island Confined Disposal Facility, Maryland". Citation HMI_Yr16, Volume:Int. Rpt, p.9-11. |  |  | 5/24/2014 2:25:15 PM
551311 | HMI_Sed | Textural Analysis of Surficial Sediment Grab Samples | MDEDAT01_WQX | Textural analysis of sediment samples; determining percent water content and bulk density of sediment samples. given in the Year 17 Technical Report "Assessment of the Environmental Impacts of the Hart-Miller Island Confined Disposal Facility, Maryland". Citation HMI_Yr17, Volume:Int. Rpt, p.19-23. |  |  | 9/6/2017 9:51:18 AM
531179 | HORIBA | APAFR TMDL Study Field Parameters Collection Procedure | 21FLAVON_WQX |  |  |  | 9/18/2013 2:10:07 PM
262274 | HP02 | Oakton_PSCTester | PDHP7L |  |  |  | 11/4/2011 9:43:48 AM
262275 | HP03 | Oakton_PSCTester | PDHP7L |  |  |  | 11/4/2011 9:43:48 AM
262276 | HP04 | Oakton_PSCTester | PDHP7L |  |  |  | 11/4/2011 9:43:48 AM
262277 | HP05 | Ohio_Sediment_Stick | PDHP7L |  |  |  | 11/4/2011 9:43:48 AM
262278 | HP06 | Oakton_PSCTester | PDHP7L |  |  |  | 11/4/2011 9:43:48 AM
733254 | HpCDD_1234678 | 1,2,3,4,6,7,8-Heptachlorodibenzo-p-dioxin | EPATEST |  |  |  | 12/9/2016 7:55:54 AM
733267 | HpCDF_1234678 | 1,2,3,4,6,7,8-Heptachlorodibenzofuran | EPATEST |  |  |  | 12/9/2016 7:55:54 AM
733255 | HpCDF_1234789 | 1,2,3,4,7,8,9-Heptachlorodibenzofuran | EPATEST |  |  |  | 12/9/2016 7:55:54 AM
743205 | HPLC/PDA | Microcystins | OREGONDEQ |  |  |  | 1/10/2018 4:05:08 PM
532802 | HTLN_SONDES_CON | HTLN_Sondes_Summary | 11NPSWRD_WQX | Calculation of mean values from Sondes continuous logging data. Bowles, D., J. Luraas, L. Morrison, H. Dodd, M. Williams, G. Rowell, M. DeBacker, J. Hinsey, F. Usrey, J. Haack; June 2007; Protocol for Monitoring Aquatic Invertebrates at Ozark National Scenic Riverways, Missouri, and Buffalo National River, Arkansas.; National Park Service; NPS/HTLN/NRR2007/009 |  |  | 1/19/2018 9:37:20 AM
733256 | HxCDD_123478 | 1,2,3,4,7,8-Hexachlorodibenzo-p-dioxin | EPATEST |  |  |  | 12/9/2016 7:55:54 AM
733268 | HxCDD_123678 | 1,2,3,6,7,8-Hexachlorodibenzo-p-dioxin | EPATEST |  |  |  | 12/9/2016 7:55:54 AM
733257 | HxCDD_123789 | 1,2,3,7,8,9-Hexachlorodibenzo-p-dioxin | EPATEST |  |  |  | 12/9/2016 7:55:54 AM
733258 | HxCDF_123478 | 1,2,3,4,7,8-Hexachlorodibenzofuran | EPATEST |  |  |  | 12/9/2016 7:55:54 AM
733269 | HxCDF_123678 | 1,2,3,6,7,8-Hexachlorodibenzofuran | EPATEST |  |  |  | 12/9/2016 7:55:54 AM
733259 | HxCDF_123789 | 1,2,3,7,8,9-Hexachlorodibenzofuran | EPATEST |  |  |  | 12/9/2016 7:55:54 AM
733260 | HxCDF_234678 | 2,3,4,6,7,8-Hexachlorodibenzofuran | EPATEST |  |  |  | 12/9/2016 7:55:55 AM
744626 | Hydrogen-2 | Hydrogen equilibration technique | AKDECAKMAP |  |  |  | 3/28/2018 7:17:58 PM
110018 | HYDROLAB | HYDROLAB | 21IOWA_WQX | Field data collected using a Hydrolab |  |  | 12/26/2014 1:19:35 PM
63004 | HYDROLAB-MONT-PPL | Field Measurements Using the Hydrolab Datasonde 4 | MONT_PPL_WQX |  |  |  | 11/16/2009 1:41:40 PM
107520 | HYDROLAB-MTWTRSHD | Field Measurements Using the Hydrolab Datasonde 4 | MTWTRSHD_WQX |  |  |  | 7/27/2010 2:37:00 PM
764551 | HydroQual SOD | Sediment Oxygen Demand Measurements | NJDEP_BEARS |  |  |  | 1/15/2019 3:47:39 PM
2410 | I-001-1 | Metals in Soil by XRF | USEPA |  |  |  | 8/12/2006 11:50:00 PM
2411 | I-002-1 | Digestion/Analysis of Soil by Flame AA | USEPA |  |  |  | 8/12/2006 11:50:00 PM
2412 | I-003-1 | Hexavalent Chromium | USEPA |  |  |  | 8/12/2006 11:50:00 PM
2413 | I-004-1 | Digestion/Analysis of Waters by FLAA | USEPA |  |  |  | 8/12/2006 11:50:00 PM
2414 | I-005-1 | Mercury by CVAA | USEPA |  |  |  | 8/12/2006 11:50:00 PM
2415 | I-006-1 | Mercury by CVAA | USEPA |  |  |  | 8/12/2006 11:50:00 PM
2416 | I-01 | Iodine-131 in Drinking Water | USEPA |  |  |  | 8/12/2006 11:50:00 PM
1239 | I-01 | Iodine-131 in Milk | USDOE/EML |  |  |  | 8/12/2006 11:50:00 PM
2417 | I-02 | Iodine-131 in Milk | USEPA |  |  |  | 8/12/2006 11:50:00 PM
2418 | I-03 | Low Level Iodine-131 in Milk | USEPA |  |  |  | 8/12/2006 11:50:00 PM
743076 | I-1020-85.2 | Acidity by electrometric titration to pH 8.3 | USDOI/USGS |  |  |  | 11/27/2017 3:33:22 PM
4768 | I-1030-85 | Alkalinity in water by electrometric titration | USDOI/USGS | I-1030-85 ~ USGS-NWQL ; Alkalinity in water by electrometric titration | 0 | https://www.nemi.gov/methods/method_summary/9596/ | 7/31/2013 12:00:00 AM
743077 | I-1030-85.2 | Alkalinity in water by electrometric titration | USDOI/USGS | http://www.caslab.com/Test-Method-I-1030-85/ |  |  | 11/27/2017 3:36:04 PM
4769 | I-1125-85 | Bromide, dissolved, in water by titrimetric, hypochlorite oxidation | USDOI/USGS | I-1125-85 ~ USGS-NWQL ; Bromide, dissolved, in water by titrimetric, hypochlorite oxidation | 0 | https://www.nemi.gov/methods/method_summary/9609/ | 7/31/2013 12:00:00 AM
4770 | I-1183-85 | Chloride, dissolved, in water by titrimetric, Mohr method | USDOI/USGS | I-1183-85 ~ USGS-NWQL ; Chloride, dissolved, in water by titrimetric, Mohr method | 0 | https://www.nemi.gov/methods/method_summary/9597/ | 7/31/2013 12:00:00 AM
4771 | I-1184-85 | Chloride, dissolved, in water by titrimetric, mercurimetric | USDOI/USGS | I-1184-85 ~ USGS-NWQL ; Chloride, dissolved, in water by titrimetric, mercurimetric | 0 | https://www.nemi.gov/methods/method_summary/9610/ | 7/31/2013 12:00:00 AM
4772 | I-1187-85 | Chloride, dissolved, in water by colorimetric, ferric thiocyanate | USDOI/USGS | I-1187-85 ~ USGS-NWQL ; Chloride, dissolved, in water by colorimetric, ferric thiocyanate | 0 | https://www.nemi.gov/methods/method_summary/9601/ | 7/31/2013 12:00:00 AM
4773 | I-1190-02 | Arsenic, dissolved, field speciation, solid-phase extraction, ICP-MS | USDOI/USGS | I-1190-02 ~ USGS-NWQL ; Arsenic, dissolved, field speciation, solid-phase extraction, ICP-MS |  | https://www.nemi.gov/methods/method_summary/8912/ | 7/31/2013 12:00:00 AM
4774 | I-1229-87 | Chromium, dissolved, in water by atomic emission | USDOI/USGS | I-1229-87 ~ USGS-NWQL ; Chromium, dissolved, in water by atomic emission |  | https://www.nemi.gov/methods/method_summary/8949/ | 7/31/2013 12:00:00 AM
4775 | I-1230-85 | Chromium, hexavalent, dissovled, in water by colorimetric, diphenylcarbazide | USDOI/USGS | I-1230-85 ~ USGS-NWQL ; Chromium, hexavalent, dissovled, in water by colorimetric, diphenylcarbazide |  | https://www.nemi.gov/methods/method_summary/9611/ | 7/31/2013 12:00:00 AM
4776 | I-1233 | Chromium, dissolved, water, GFAA | USDOI/USGS | I-1233 ~ USGS-NWQL ; Chromium, dissolved, water, GFAA |  | https://www.nemi.gov/methods/method_summary/5531/ | 7/31/2013 12:00:00 AM
4777 | I-1300-85 | Cyanide, Colorimetric, Pyridine-Pyrazolone, Dissolved | USDOI/USGS | I-1300-85 ~ USGS-NWQL ; Cyanide, Colorimetric, Pyridine-Pyrazolone, Dissolved | 0 | https://www.nemi.gov/methods/method_summary/8909/ | 7/31/2013 12:00:00 AM
4778 | I-1312 | Density, dissolved, water by gravimetry | USDOI/USGS | I-1312 ~ USGS-NWQL ; Density, dissolved, water by gravimetry |  | https://www.nemi.gov/methods/method_summary/5648/ | 7/31/2013 12:00:00 AM
4779 | I-1338 | Hardness in water by colorimetric titration | USDOI/USGS | I-1338 ~ USGS-NWQL ; Hardness in water by colorimetric titration |  | https://www.nemi.gov/methods/method_summary/4781/ | 7/31/2013 12:00:00 AM
5590 | I-1338-85 | Hardness in water by colorimetric titration | USDOI/USGS |  |  | https://www.nemi.gov/methods/method_summary/4781/ | 3/30/2018 2:36:40 PM
20261 | I-1472-47 | ICP | BUNKER_USGS |  |  |  | 2/4/2010 9:02:57 AM
4780 | I-1472-85 | Metals, dissolved, water, ICP-AES (Archive method) | USDOI/USGS | I-1472-85 ~ USGS-NWQL ; Metals, dissolved, water, ICP-AES (Archive method) | 0 | https://www.nemi.gov/methods/method_summary/4761/ | 7/31/2013 12:00:00 AM
20267 | I-1472-87 | ICP | BUNKER_USGS |  |  |  | 2/4/2010 9:02:57 AM
4781 | I-1472-87 | Metals in Water by ICP | USDOI/USGS | I-1472-87 ~ USGS-NWQL ; Metals in Water by ICP |  | https://www.nemi.gov/methods/method_summary/8896/ | 7/31/2013 12:00:00 AM
4782 | I-1472-95 | Aluminum and Boron, dissolved, in water by ICP-AES | USDOI/USGS | I-1472-95 ~ USGS-NWQL ; Aluminum and Boron, dissolved, in water by ICP-AES |  | https://www.nemi.gov/methods/method_summary/8915/ | 7/31/2013 12:00:00 AM
4783 | I-1492-96 | Molybdenum in Water by Graphite Furnace Atomic Absorption Spectrophotometry, Filtered | USDOI/USGS | I-1492-96 ~ USGS-NWQL ; Molybdenum in Water by Graphite Furnace Atomic Absorption Spectrophotometry, Filtered |  | https://www.nemi.gov/methods/method_summary/8928/ | 7/31/2013 12:00:00 AM
4784 | I-1575-78 | Oxygen, dissolved, in water by Winkler titrimetric methods | USDOI/USGS | I-1575-78 ~ USGS-NWQL ; Oxygen, dissolved, in water by Winkler titrimetric methods |  | https://www.nemi.gov/methods/method_summary/9600/ | 7/31/2013 12:00:00 AM
4785 | I-1576-78 | Oxygen, dissolved, in water by electrometric, polarographic probe | USDOI/USGS | I-1576-78 ~ USGS-NWQL ; Oxygen, dissolved, in water by electrometric, polarographic probe |  | https://www.nemi.gov/methods/method_summary/9593/ | 7/31/2013 12:00:00 AM
4786 | I-1578-78 | Oxygen demand, biochemical, in water by 5-day titrimetric methods at 20<sup>o</sup>C | USDOI/USGS | I-1578-78 ~ USGS-NWQL ; Oxygen demand, biochemical, in water by 5-day titrimetric methods at 20<sup>o</sup>C |  | https://www.nemi.gov/methods/method_summary/9592/ | 7/31/2013 12:00:00 AM
4787 | I-1586-85 | pH of Water Samples by Ion Selective Electrode | USDOI/USGS | I-1586-85 ~ USGS-NWQL ; pH of Water Samples by Ion Selective Electrode |  | https://www.nemi.gov/methods/method_summary/8925/ | 7/31/2013 12:00:00 AM
4788 | I-1601-85 | Phosphorus, orthophosphate, dissolved in water by colorimetry, phosphomolybdate | USDOI/USGS | I-1601-85 ~ USGS-NWQL ; Phosphorus, orthophosphate, dissolved in water by colorimetry, phosphomolybdate | 0 | https://www.nemi.gov/methods/method_summary/10455/ | 7/31/2013 12:00:00 AM
4789 | I-1630-85 | Potassium, dissolved, in Water by Atomic Absorption Spectrometry | USDOI/USGS | I-1630-85 ~ USGS-NWQL ; Potassium, dissolved, in Water by Atomic Absorption Spectrometry |  | https://www.nemi.gov/methods/method_summary/8952/ | 7/31/2013 12:00:00 AM
4790 | I-1700-85 | Silica, dissolved, in water by colorimetric, molybdate blue | USDOI/USGS | I-1700-85 ~ USGS-NWQL ; Silica, dissolved, in water by colorimetric, molybdate blue | 0 | https://www.nemi.gov/methods/method_summary/9618/ | 7/31/2013 12:00:00 AM
4791 | I-1735 | Sodium, dissolved, atomic absorption spectrometric | USDOI/USGS | I-1735 ~ USGS-NWQL ; Sodium, dissolved, atomic absorption spectrometric | 1 | https://www.nemi.gov/methods/method_summary/5472/ | 7/31/2013 12:00:00 AM
4792 | I-1750-85 | Solids, dissolved, residue on evaporation at 180 degrees C, gravimetric | USDOI/USGS | I-1750-85 ~ USGS-NWQL ; Solids, dissolved, residue on evaporation at 180 degrees C, gravimetric | 0 | https://www.nemi.gov/methods/method_summary/8918/ | 7/31/2013 12:00:00 AM
110522 | I-1750-85 | Solids, Dissolved | USACOEND |  |  |  | 2/25/2011 3:09:53 PM
5309 | I-1751-85 | Solids, Sum of constituents, calculation | USDOI/USGS | http://nwql.usgs.gov/Public/rpt.shtml?TWRI-5-A1 |  |  | 6/4/2015 9:16:18 AM
107226 | I-1751_78 | Total Dissolved Solids by calculation | 21KAN001_WQX | TDS by sum of ([Alkalinity]*6/10) + [Calcium] + [Chloride] + [Magnesium] + ([Nitrate]*445/100) + [Pottasium] + [Silica] + [Sodium] + [Sulfate] + ([Phosphu]*306/100) |  |  | 9/23/2014 12:34:58 PM
5239 | I-1752-85 | Dissolved Solids, Fixed | USDOI/USGS |  |  |  | 11/15/2013 1:44:00 PM
4793 | I-1753 | Solids, dissolved, volatile-on-ignition, gravimetric | USDOI/USGS | I-1753 ~ USGS-NWQL ; Solids, dissolved, volatile-on-ignition, gravimetric |  | https://www.nemi.gov/methods/method_summary/5474/ | 7/31/2013 12:00:00 AM
5244 | I-1753-85 | Solids, volatile-on-ignition, dissolved, gravimetric | USDOI/USGS |  |  |  | 11/18/2013 1:44:00 PM
4794 | I-1780-85 | Specific Conductance of Water, Manual | USDOI/USGS | I-1780-85 ~ USGS-NWQL ; Specific Conductance of Water, Manual | 0 | https://www.nemi.gov/methods/method_summary/8914/ | 7/31/2013 12:00:00 AM
4795 | I-1800 | Strontium, dissolved, atomic absorption spectrometric | USDOI/USGS | I-1800 ~ USGS-NWQL ; Strontium, dissolved, atomic absorption spectrometric | 1 | https://www.nemi.gov/methods/method_summary/5475/ | 7/31/2013 12:00:00 AM
4796 | I-1900 | Zinc, dissolved, atomic absorption spectrometric | USDOI/USGS | I-1900 ~ USGS-NWQL ; Zinc, dissolved, atomic absorption spectrometric | 1 | https://www.nemi.gov/methods/method_summary/5477/ | 7/31/2013 12:00:00 AM
20265 | I-2020-05 | collision/reaction cell ICPMS | BUNKER_USGS |  |  |  | 2/4/2010 9:02:57 AM
4797 | I-2020-05 | Elements (filtered) in water by cICP-MS | USDOI/USGS | I-2020-05 ~ USGS-NWQL ; Elements (filtered) in water by cICP-MS |  | https://www.nemi.gov/methods/method_summary/9352/ | 7/31/2013 12:00:00 AM
4798 | I-2030-85 | Alkalinity of water samples | USDOI/USGS | I-2030-85 ~ USGS-NWQL ; Alkalinity of water samples | 0 | https://www.nemi.gov/methods/method_summary/8898/ | 7/31/2013 12:00:00 AM
4799 | I-2030-89 | Alkalinity of water samples | USDOI/USGS | I-2030-89 ~ USGS-NWQL ; Alkalinity of water samples |  | https://www.nemi.gov/methods/method_summary/8950/ | 7/31/2013 12:00:00 AM
20269 | I-2058-85 | ion-chromatography | BUNKER_USGS |  |  |  | 2/4/2010 9:02:58 AM
4800 | I-2063-98 | Arsenic in water by graphite furnace-atomic absorption spectrometry, dissolved | USDOI/USGS | I-2063-98 ~ USGS-NWQL ; Arsenic in water by graphite furnace-atomic absorption spectrometry, dissolved |  | https://www.nemi.gov/methods/method_summary/8920/ | 7/31/2013 12:00:00 AM
4801 | I-2129-85 | Bromide in Water by Colorimetry | USDOI/USGS | I-2129-85 ~ USGS-NWQL ; Bromide in Water by Colorimetry | 0 | https://www.nemi.gov/methods/method_summary/8926/ | 7/31/2013 12:00:00 AM
4802 | I-2138-89 | Cadmium in Water by GFAA, Dissolved | USDOI/USGS | I-2138-89 ~ USGS-NWQL ; Cadmium in Water by GFAA, Dissolved |  | https://www.nemi.gov/methods/method_summary/8955/ | 7/31/2013 12:00:00 AM
4803 | I-2187-85 | Chloride, dissolved, in water by colorimetric, ferric thiocyanate, automated-segmented flow | USDOI/USGS | I-2187-85 ~ USGS-NWQL ; Chloride, dissolved, in water by colorimetric, ferric thiocyanate, automated-segmented flow | 0 | https://www.nemi.gov/methods/method_summary/9617/ | 7/31/2013 12:00:00 AM
4804 | I-2191-02 | Laboratory arsenic speciation, phosphate mobile phase, arsine generation, ICP-MS detection, dissolved | USDOI/USGS | I-2191-02 ~ USGS-NWQL ; Laboratory arsenic speciation, phosphate mobile phase, arsine generation, ICP-MS detection, dissolved |  | https://www.nemi.gov/methods/method_summary/8886/ | 7/31/2013 12:00:00 AM
4805 | I-2192-02 | Laboratory arsenic speciation, malonate/acetate mobile phase, ICP-MS detection, dissolved | USDOI/USGS | I-2192-02 ~ USGS-NWQL ; Laboratory arsenic speciation, malonate/acetate mobile phase, ICP-MS detection, dissolved |  | https://www.nemi.gov/methods/method_summary/8888/ | 7/31/2013 12:00:00 AM
4806 | I-2193-02 | Laboratory arsenic speciation, nitric acid mobile phase, ICP-MS detection, dissolved | USDOI/USGS | I-2193-02 ~ USGS-NWQL ; Laboratory arsenic speciation, nitric acid mobile phase, ICP-MS detection, dissolved |  | https://www.nemi.gov/methods/method_summary/8887/ | 7/31/2013 12:00:00 AM
4807 | I-2243 | Cobalt, dissolved, water, GFAA | USDOI/USGS | I-2243 ~ USGS-NWQL ; Cobalt, dissolved, water, GFAA |  | https://www.nemi.gov/methods/method_summary/5539/ | 7/31/2013 12:00:00 AM
4808 | I-2274 | Copper, dissolved in water by GFAA | USDOI/USGS | I-2274 ~ USGS-NWQL ; Copper, dissolved in water by GFAA |  | https://www.nemi.gov/methods/method_summary/5681/ | 7/31/2013 12:00:00 AM
4809 | I-2327-85 | Fluoride Ion in Water by Ion-Selective Electrode, Dissolved | USDOI/USGS | I-2327-85 ~ USGS-NWQL ; Fluoride Ion in Water by Ion-Selective Electrode, Dissolved | 0 | https://www.nemi.gov/methods/method_summary/8953/ | 7/31/2013 12:00:00 AM
4810 | I-2371 | Iodide, dissolved in water by colorimetry | USDOI/USGS | I-2371 ~ USGS-NWQL ; Iodide, dissolved in water by colorimetry |  | https://www.nemi.gov/methods/method_summary/5661/ | 7/31/2013 12:00:00 AM
4811 | I-2403 | Lead, dissolved in water by GFAA | USDOI/USGS | I-2403 ~ USGS-NWQL ; Lead, dissolved in water by GFAA |  | https://www.nemi.gov/methods/method_summary/5682/ | 7/31/2013 12:00:00 AM
4812 | I-2464-01 | Organic plus Inorganic Mercury in Filtered Natural Water by Cold-Vapor AFS | USDOI/USGS | I-2464-01 ~ USGS-NWQL ; Organic plus Inorganic Mercury in Filtered Natural Water by Cold-Vapor AFS |  | https://www.nemi.gov/methods/method_summary/8884/ | 7/31/2013 12:00:00 AM
4813 | I-2477-92 | Determination of metals in Water by ICP-MS | USDOI/USGS | I-2477-92 ~ USGS-NWQL ; Determination of metals in Water by ICP-MS |  | https://www.nemi.gov/methods/method_summary/8934/ | 7/31/2013 12:00:00 AM
4814 | I-2503 | Nickel, dissolved, GFAA | USDOI/USGS | I-2503 ~ USGS-NWQL ; Nickel, dissolved, GFAA |  | https://www.nemi.gov/methods/method_summary/5479/ | 7/31/2013 12:00:00 AM
4815 | I-2515-91 | Ammonium plus organic nitrogen, dissolved | USDOI/USGS | I-2515-91 ~ USGS-NWQL ; Ammonium plus organic nitrogen, dissolved |  | https://www.nemi.gov/methods/method_summary/8941/ | 7/31/2013 12:00:00 AM
4816 | I-2522-90 | Ammonia in Water by Colorimetry | USDOI/USGS | I-2522-90 ~ USGS-NWQL ; Ammonia in Water by Colorimetry | 0 | https://www.nemi.gov/methods/method_summary/8899/ | 7/31/2013 12:00:00 AM
4817 | I-2525 | Nitrogen, ammonia, dissolved, low ionic-strength, colorimetric, ASF | USDOI/USGS | I-2525 ~ USGS-NWQL ; Nitrogen, ammonia, dissolved, low ionic-strength, colorimetric, ASF |  | https://www.nemi.gov/methods/method_summary/5480/ | 7/31/2013 12:00:00 AM
20262 | I-2525-89 | ASF, colormetric | BUNKER_USGS |  |  |  | 2/4/2010 9:02:57 AM
1432 | I-2540-90 | Nitrite-Nitrogen in Water by Colorimetry | USDOI/USGS | I-2540-90 ~ USGS-NWQL ; Nitrite in Water by Colorimetry |  | https://www.nemi.gov/methods/method_summary/8901/ | 8/12/2006 11:50:00 PM
4818 | I-2542 | Nitrogen, nitrite, dissolved, colorimetric, ASF, low ionic-strength | USDOI/USGS | I-2542 ~ USGS-NWQL ; Nitrogen, nitrite, dissolved, colorimetric, ASF, low ionic-strength |  | https://www.nemi.gov/methods/method_summary/5481/ | 7/31/2013 12:00:00 AM
4819 | I-2545 | Nitrogen, nitrite plus nitrate, dissolved, colorimetric, ASF | USDOI/USGS | I-2545 ~ USGS-NWQL ; Nitrogen, nitrite plus nitrate, dissolved, colorimetric, ASF | 1 | https://www.nemi.gov/methods/method_summary/5482/ | 7/31/2013 12:00:00 AM
4820 | I-2546-91 | Nitrate and Nitrite in Low Ionic-Strength Water by Colorimetry | USDOI/USGS | I-2546-91 ~ USGS-NWQL ; Nitrate and Nitrite in Low Ionic-Strength Water by Colorimetry |  | https://www.nemi.gov/methods/method_summary/8904/ | 7/31/2013 12:00:00 AM
20263 | I-2546-91 | ASF, colormetric | BUNKER_USGS |  |  |  | 2/4/2010 9:02:57 AM
3242 | I-2547-11 | Colorimetric Determination of Nitrate Plus Nitrite in Water by Enzymatic Reduction | USDOI/USGS |  |  | https://www.nemi.gov/methods/method_summary/12251/ | 8/1/2013 1:44:00 PM
5255 | I-2548-11 | Nitrate Plus Nitrite in Water by Enzymatic Reduction, Low Level, Auto Analyzer | USDOI/USGS |  |  | https://www.nemi.gov/methods/method_summary/12252/ | 1/14/2014 11:55:09 PM
4821 | I-2587-85 | pH of Water Samples, Automated | USDOI/USGS | I-2587-85 ~ USGS-NWQL ; pH of Water Samples, Automated |  | https://www.nemi.gov/methods/method_summary/8906/ | 7/31/2013 12:00:00 AM
4822 | I-2598-85 | Phosphorus, orthoposphate in water by automated discrete colorimetry, phosphomolybdate | USDOI/USGS | I-2598-85 ~ USGS-NWQL ; Phosphorus, orthoposphate in water by automated discrete colorimetry, phosphomolybdate | 0 | https://www.nemi.gov/methods/method_summary/10456/ | 7/31/2013 12:00:00 AM
4823 | I-2601-90 | Phosphorus, Orthophosphate in Water by Colorimetry | USDOI/USGS | I-2601-90 ~ USGS-NWQL ; Phosphorus, Orthophosphate in Water by Colorimetry | 0 | https://www.nemi.gov/methods/method_summary/8907/ | 7/31/2013 12:00:00 AM
4824 | I-2606 | Phosphorus, orthophosphate plus hydrolyzable, dissolved, colorimetric, ASF | USDOI/USGS | I-2606 ~ USGS-NWQL ; Phosphorus, orthophosphate plus hydrolyzable, dissolved, colorimetric, ASF |  | https://www.nemi.gov/methods/method_summary/5484/ | 7/31/2013 12:00:00 AM
4825 | I-2607 | Phosphorus, dissolved, low ionic-strength, colorimetric, ASF | USDOI/USGS | I-2607 ~ USGS-NWQL ; Phosphorus, dissolved, low ionic-strength, colorimetric, ASF |  | https://www.nemi.gov/methods/method_summary/5485/ | 7/31/2013 12:00:00 AM
4826 | I-2610-91 | Phosphorus in Water by Kjeldahl Digestion and Colorimetric Finish, Filtered | USDOI/USGS | I-2610-91 ~ USGS-NWQL ; Phosphorus in Water by Kjeldahl Digestion and Colorimetric Finish, Filtered |  | https://www.nemi.gov/methods/method_summary/8922/ | 7/31/2013 12:00:00 AM
4827 | I-2650-03 | Nitrogen and Phosphorus, Dissolved, in water by Alkaline Persulfate Digestion | USDOI/USGS | I-2650-03 ~ USGS-NWQL ; Nitrogen and Phosphorus, Dissolved, in water by Alkaline Persulfate Digestion |  | https://www.nemi.gov/methods/method_summary/8885/ | 7/31/2013 12:00:00 AM
4828 | I-2667-85 | Selenium in water by atomic absorption, hydride, dissolved | USDOI/USGS | I-2667-85 ~ USGS-NWQL ; Selenium in water by atomic absorption, hydride, dissolved | 1 | https://www.nemi.gov/methods/method_summary/8913/ | 7/31/2013 12:00:00 AM
4829 | I-2668-98 | Selenium in water by graphite furnace-atomic absorption spectrometry, dissolved | USDOI/USGS | I-2668-98 ~ USGS-NWQL ; Selenium in water by graphite furnace-atomic absorption spectrometry, dissolved |  | https://www.nemi.gov/methods/method_summary/8892/ | 7/31/2013 12:00:00 AM
4830 | I-2700-85 | Silica, Colorimetric, Dissolved | USDOI/USGS | I-2700-85 ~ USGS-NWQL ; Silica, Colorimetric, Dissolved | 0 | https://www.nemi.gov/methods/method_summary/8917/ | 7/31/2013 12:00:00 AM
4831 | I-2724 | Silver, dissolved, GFAA | USDOI/USGS | I-2724 ~ USGS-NWQL ; Silver, dissolved, GFAA |  | https://www.nemi.gov/methods/method_summary/5486/ | 7/31/2013 12:00:00 AM
4832 | I-2725 | Silver, atomic absorption spectrophotometry, graphite furnace, LIS | USDOI/USGS | I-2725 ~ USGS-NWQL ; Silver, atomic absorption spectrophotometry, graphite furnace, LIS |  | https://www.nemi.gov/methods/method_summary/5487/ | 7/31/2013 12:00:00 AM
4833 | I-2725-93 (HGA) | Silver in Water by Atomic Absorption Spectrophotmetry, Graphite Furnace, Low Ionic Strength | USDOI/USGS | I-2725-93 (HGA) ~ USGS-NWQL ; Silver in Water by Atomic Absorption Spectrophotmetry, Graphite Furnace, Low Ionic Strength |  | https://www.nemi.gov/methods/method_summary/8966/ | 7/31/2013 12:00:00 AM
4834 | I-2725-93 (THGA) | Silver in Water by Atomic Absorption Spectrophotmetry, Graphite Furnace, Low Ionic Strength | USDOI/USGS | I-2725-93 (THGA) ~ USGS-NWQL ; Silver in Water by Atomic Absorption Spectrophotmetry, Graphite Furnace, Low Ionic Strength |  | https://www.nemi.gov/methods/method_summary/8967/ | 7/31/2013 12:00:00 AM
764454 | I-2781-84 | SPECIFIC CONDUCTANCE | FLPRMRWS_WQX |  |  |  | 12/13/2018 12:47:27 PM
20260 | I-2781-85 | Specific conductance, Water | BUNKER_USGS |  |  |  | 2/4/2010 9:02:57 AM
4835 | I-2781-85 | Specific Conductance of Water, Automated | USDOI/USGS | I-2781-85 ~ USGS-NWQL ; Specific Conductance of Water, Automated |  | https://www.nemi.gov/methods/method_summary/8921/ | 7/31/2013 12:00:00 AM
4836 | I-3051-85 | Aluminum in water by atomic absorption spectrometric, direct aspiration | USDOI/USGS | I-3051-85 ~ USGS-NWQL ; Aluminum in water by atomic absorption spectrometric, direct aspiration | 0 | https://www.nemi.gov/methods/method_summary/9603/ | 7/31/2013 12:00:00 AM
4837 | I-3060-85 | Arsenic, total, in water by colorimetric, silver diethyldithiocarbamate | USDOI/USGS | I-3060-85 ~ USGS-NWQL ; Arsenic, total, in water by colorimetric, silver diethyldithiocarbamate | 0 | https://www.nemi.gov/methods/method_summary/9608/ | 7/31/2013 12:00:00 AM
4838 | I-3062-85 | Arsenic, total, in water by atomic absorption spectrometric, hydride | USDOI/USGS | I-3062-85 ~ USGS-NWQL ; Arsenic, total, in water by atomic absorption spectrometric, hydride | 0 | https://www.nemi.gov/methods/method_summary/9616/ | 7/31/2013 12:00:00 AM
4839 | I-3112-85 | Boron in water by colorimetric, curcumin | USDOI/USGS | I-3112-85 ~ USGS-NWQL ; Boron in water by colorimetric, curcumin | 0 | https://www.nemi.gov/methods/method_summary/9620/ | 7/31/2013 12:00:00 AM
4840 | I-3136-85 | Cadmium in water by AAS, chelation-extraction | USDOI/USGS | I-3136-85 ~ USGS-NWQL ; Cadmium in water by AAS, chelation-extraction | 0 | https://www.nemi.gov/methods/method_summary/9621/ | 7/31/2013 12:00:00 AM
4841 | I-3229-87 | Chromium in Water by Atomic Emission, Whole Water Recoverable | USDOI/USGS | I-3229-87 ~ USGS-NWQL ; Chromium in Water by Atomic Emission, Whole Water Recoverable |  | https://www.nemi.gov/methods/method_summary/8951/ | 7/31/2013 12:00:00 AM
4842 | I-3233 | Chromium, whole-water-recoverable, water, GFAA | USDOI/USGS | I-3233 ~ USGS-NWQL ; Chromium, whole-water-recoverable, water, GFAA |  | https://www.nemi.gov/methods/method_summary/5547/ | 7/31/2013 12:00:00 AM
4843 | I-3236-85 | Chromium, total recoverable, in water by atomic absorption spectrometric, direct aspiration | USDOI/USGS | I-3236-85 ~ USGS-NWQL ; Chromium, total recoverable, in water by atomic absorption spectrometric, direct aspiration | 0 | https://www.nemi.gov/methods/method_summary/9612/ | 7/31/2013 12:00:00 AM
4844 | I-3271-85 | Copper, total recoverable, in water by atomic absorption spectrometric, chelation-extraction | USDOI/USGS | I-3271-85 ~ USGS-NWQL ; Copper, total recoverable, in water by atomic absorption spectrometric, chelation-extraction | 0 | https://www.nemi.gov/methods/method_summary/9613/ | 7/31/2013 12:00:00 AM
4845 | I-3300-85 | Cyanide, Colorimetric, Pyridine-Pyrazolone, Total | USDOI/USGS | I-3300-85 ~ USGS-NWQL ; Cyanide, Colorimetric, Pyridine-Pyrazolone, Total |  | https://www.nemi.gov/methods/method_summary/8903/ | 7/31/2013 12:00:00 AM
4846 | I-3486-95 | Extraction Procedure for Metals in Water by In-Bottle Acid Digestion | USDOI/USGS | I-3486-95 ~ USGS-NWQL ; Extraction Procedure for Metals in Water by In-Bottle Acid Digestion |  | https://www.nemi.gov/methods/method_summary/8961/ | 7/31/2013 12:00:00 AM
4847 | I-3487-98 | Comparison of In-Bottle and Other Whole-Water Digestion Procedures | USDOI/USGS | I-3487-98 ~ USGS-NWQL ; Comparison of In-Bottle and Other Whole-Water Digestion Procedures |  | https://www.nemi.gov/methods/method_summary/8929/ | 7/31/2013 12:00:00 AM
4848 | I-3490-85 | Molybdenum , total recoverable, in water by atomic absorption spectrometric, chelation-extraction | USDOI/USGS | I-3490-85 ~ USGS-NWQL ; Molybdenum , total recoverable, in water by atomic absorption spectrometric, chelation-extraction | 0 | https://www.nemi.gov/methods/method_summary/9598/ | 7/31/2013 12:00:00 AM
4849 | I-3492-96 | Molybdenum in Water by Graphite Furnace Atomic Absorption Spectrophotometry, unfiltered | USDOI/USGS | I-3492-96 ~ USGS-NWQL ; Molybdenum in Water by Graphite Furnace Atomic Absorption Spectrophotometry, unfiltered |  | https://www.nemi.gov/methods/method_summary/8948/ | 7/31/2013 12:00:00 AM
4850 | I-3520-85 | Nitrogen, ammonia in water by colorimetric, distillation-nesslerization | USDOI/USGS | I-3520-85 ~ USGS-NWQL ; Nitrogen, ammonia in water by colorimetric, distillation-nesslerization |  | https://www.nemi.gov/methods/method_summary/9619/ | 7/31/2013 12:00:00 AM
4851 | I-3560-85 | Chemical oxygen demand (COD), total, in water by titrimetric, dichromate oxidation | USDOI/USGS | I-3560-85 ~ USGS-NWQL ; Chemical oxygen demand (COD), total, in water by titrimetric, dichromate oxidation |  | https://www.nemi.gov/methods/method_summary/9604/ | 7/31/2013 12:00:00 AM
4852 | I-3630-85 | Potassium in Water by Atomic Absorption Spectrometry, Total Recoverable | USDOI/USGS | I-3630-85 ~ USGS-NWQL ; Potassium in Water by Atomic Absorption Spectrometry, Total Recoverable |  | https://www.nemi.gov/methods/method_summary/8895/ | 7/31/2013 12:00:00 AM
4853 | I-3667-85 | Selenium, total, in water by atomic absorption spectrometric, hydride | USDOI/USGS | I-3667-85 ~ USGS-NWQL ; Selenium, total, in water by atomic absorption spectrometric, hydride |  | https://www.nemi.gov/methods/method_summary/9606/ | 7/31/2013 12:00:00 AM
4854 | I-3720-85 | Silver in water by AAS, chelation-extraction | USDOI/USGS | I-3720-85 ~ USGS-NWQL ; Silver in water by AAS, chelation-extraction |  | https://www.nemi.gov/methods/method_summary/9622/ | 7/31/2013 12:00:00 AM
4855 | I-3735 | Sodium, total recoverable, atomic absorption spectrometric | USDOI/USGS | I-3735 ~ USGS-NWQL ; Sodium, total recoverable, atomic absorption spectrometric |  | https://www.nemi.gov/methods/method_summary/5491/ | 7/31/2013 12:00:00 AM
64216 | I-3750-85 | Solids, Total | USACOEND |  |  |  | 4/11/2013 9:42:04 AM
5236 | I-3752-85 | Fixed Solids | USDOI/USGS |  |  |  | 11/15/2013 1:44:00 PM
4856 | I-3753 | Solids, volatile-on-ignition, total, gravimetric | USDOI/USGS | I-3753 ~ USGS-NWQL ; Solids, volatile-on-ignition, total, gravimetric |  | https://www.nemi.gov/methods/method_summary/5494/ | 7/31/2013 12:00:00 AM
64217 | I-3753-85 | Solids, Volatile and Volatile Dissolved | USACOEND |  |  |  | 4/11/2013 9:42:04 AM
5243 | I-3765-85 | Solids, residue at 105°C | USDOI/USGS |  |  |  | 11/18/2013 1:44:00 PM
732597 | I-3765-85 | USGS I-3765-85 | LEECHLAK_WQX | Method for Total Suspended Solids used by Era Labs |  |  | 7/25/2016 2:36:01 PM
64218 | I-3765-85 | Solids, Suspended and Volatile Suspended | USACOEND |  |  |  | 4/11/2013 9:42:05 AM
5237 | I-3766-85 | Solids, nonvolatile-on-ignition, suspended, calculation | USDOI/USGS |  |  |  | 11/15/2013 1:44:00 PM
4857 | I-3767 | Solids, volatile-on-ignition, suspended, gravimetric | USDOI/USGS | I-3767 ~ USGS-NWQL ; Solids, volatile-on-ignition, suspended, gravimetric |  | https://www.nemi.gov/methods/method_summary/5496/ | 7/31/2013 12:00:00 AM
5238 | I-3767-85 | Solids, volatile-on-ignition, suspended, gravimetric | USDOI/USGS |  |  |  | 11/15/2013 1:44:00 PM
4858 | I-3800 | Strontium, total recoverable, atomic absorption spectrometric | USDOI/USGS | I-3800 ~ USGS-NWQL ; Strontium, total recoverable, atomic absorption spectrometric |  | https://www.nemi.gov/methods/method_summary/5497/ | 7/31/2013 12:00:00 AM
4859 | I-3850-78 | Tin, total recoverable, in water by direct atomic absorption spectrometric | USDOI/USGS | I-3850-78 ~ USGS-NWQL ; Tin, total recoverable, in water by direct atomic absorption spectrometric |  | https://www.nemi.gov/methods/method_summary/9595/ | 7/31/2013 12:00:00 AM
4860 | I-3900 | Zinc, total recoverable, atomic absorption spectrometric | USDOI/USGS | I-3900 ~ USGS-NWQL ; Zinc, total recoverable, atomic absorption spectrometric |  | https://www.nemi.gov/methods/method_summary/5500/ | 7/31/2013 12:00:00 AM
20268 | I-4020-05 | collision/reaction cell ICPMS | BUNKER_USGS |  |  |  | 2/4/2010 9:02:57 AM
4861 | I-4020-05 | Elements (unfiltered) in water by cICP-MS | USDOI/USGS | I-4020-05 ~ USGS-NWQL ; Elements (unfiltered) in water by cICP-MS |  | https://www.nemi.gov/methods/method_summary/9353/ | 7/31/2013 12:00:00 AM
4862 | I-4063-98 | Arsenic in water by graphite furnace-atomic absorption spectrometry, whole-water recoverable | USDOI/USGS | I-4063-98 ~ USGS-NWQL ; Arsenic in water by graphite furnace-atomic absorption spectrometry, whole-water recoverable |  | https://www.nemi.gov/methods/method_summary/8919/ | 7/31/2013 12:00:00 AM
4863 | I-4138-89 | Cadmium in Water by GFAA, Whole Water Recoverable | USDOI/USGS | I-4138-89 ~ USGS-NWQL ; Cadmium in Water by GFAA, Whole Water Recoverable |  | https://www.nemi.gov/methods/method_summary/8894/ | 7/31/2013 12:00:00 AM
4864 | I-4243 | Cobalt, whole-water-recoverable, water, GFAA | USDOI/USGS | I-4243 ~ USGS-NWQL ; Cobalt, whole-water-recoverable, water, GFAA |  | https://www.nemi.gov/methods/method_summary/5550/ | 7/31/2013 12:00:00 AM
4865 | I-4274 | Copper, whole water recoverable by GFAA | USDOI/USGS | I-4274 ~ USGS-NWQL ; Copper, whole water recoverable by GFAA |  | https://www.nemi.gov/methods/method_summary/5683/ | 7/31/2013 12:00:00 AM
4866 | I-4327-85 | Fluoride Ion in Water by Ion-Selective Electrode, Total | USDOI/USGS | I-4327-85 ~ USGS-NWQL ; Fluoride Ion in Water by Ion-Selective Electrode, Total |  | https://www.nemi.gov/methods/method_summary/8954/ | 7/31/2013 12:00:00 AM
4867 | I-4403 | Lead, whole water recoverable, GFAA | USDOI/USGS | I-4403 ~ USGS-NWQL ; Lead, whole water recoverable, GFAA |  | https://www.nemi.gov/methods/method_summary/5672/ | 7/31/2013 12:00:00 AM
4868 | I-4464-01 | Organic plus Inorganic Mercury in Unfiltered Natural Water by Cold-Vapor AFS | USDOI/USGS | I-4464-01 ~ USGS-NWQL ; Organic plus Inorganic Mercury in Unfiltered Natural Water by Cold-Vapor AFS |  | https://www.nemi.gov/methods/method_summary/8936/ | 7/31/2013 12:00:00 AM
3222 | I-4471-97 | Metals in Water by Inductively Coupled Plasma/Optical Emission Spectrometry | USDOI/USGS | I-4471-97 ~ USGS-NWQL ; Metals in Water by Inductively Coupled Plasma/Optical Emission Spectrometry, Whole-Water Recoverable |  | https://www.nemi.gov/methods/method_summary/8935/ | 7/2/2012 4:56:46 PM
20266 | I-4471-97 | whole-water digests, ICPMS | BUNKER_USGS |  |  |  | 2/4/2010 9:02:57 AM
4869 | I-4472-97 | Metals in Water by Inductively Coupled Plasma/Mass Spectrometer, Whole-Water Recoverable | USDOI/USGS | I-4472-97 ~ USGS-NWQL ; Metals in Water by Inductively Coupled Plasma/Mass Spectrometer, Whole-Water Recoverable |  | https://www.nemi.gov/methods/method_summary/8974/ | 7/31/2013 12:00:00 AM
4870 | I-4503 | Nickel, whole water recoverable, GFAA | USDOI/USGS | I-4503 ~ USGS-NWQL ; Nickel, whole water recoverable, GFAA |  | https://www.nemi.gov/methods/method_summary/5501/ | 7/31/2013 12:00:00 AM
4871 | I-4515-91 | Ammonium plus organic nitrogen, total | USDOI/USGS | I-4515-91 ~ USGS-NWQL ; Ammonium plus organic nitrogen, total |  | https://www.nemi.gov/methods/method_summary/8940/ | 7/31/2013 12:00:00 AM
4872 | I-4523-85 | Nitrogen, ammonia, total, in water by colorimetric, indophenol, automated-segmented flow | USDOI/USGS | I-4523-85 ~ USGS-NWQL ; Nitrogen, ammonia, total, in water by colorimetric, indophenol, automated-segmented flow | 0 | https://www.nemi.gov/methods/method_summary/9607/ | 7/31/2013 12:00:00 AM
3162 | I-4540-85 | Nitrogen, nitrite, total, in water by colorimetric, diazotization, automated-segmented flow | USDOI/USGS | I-4540-85 ~ USGS-NWQL ; Nitrogen, nitrite, total, in water by colorimetric, diazotization, automated-segmented flow |  | https://www.nemi.gov/methods/method_summary/9602/ | 3/26/2009 10:39:23 AM
4873 | I-4545-85 | Nitrogen, nitrite plus nitrate, total, in water by colorimetric, cadmium reduction-diazotization, automated-segmented fl | USDOI/USGS | I-4545-85 ~ USGS-NWQL ; Nitrogen, nitrite plus nitrate, total, in water by colorimetric, cadmium reduction-diazotization, automated-segmented flow |  | https://www.nemi.gov/methods/method_summary/9599/ | 7/31/2013 12:00:00 AM
4874 | I-4551-78 | Nitrogen, ammonia plus organic, total, in water by automated, colorimetric, digestion-distillation-indophenol | USDOI/USGS | I-4551-78 ~ USGS-NWQL ; Nitrogen, ammonia plus organic, total, in water by automated, colorimetric, digestion-distillation-indophenol |  | https://www.nemi.gov/methods/method_summary/9594/ | 7/31/2013 12:00:00 AM
4875 | I-4600-85 | Phosphorus, total, in water by colorimetric, phosphomolybdate, automated-segmented flow | USDOI/USGS | I-4600-85 ~ USGS-NWQL ; Phosphorus, total, in water by colorimetric, phosphomolybdate, automated-segmented flow |  | https://www.nemi.gov/methods/method_summary/9605/ | 7/31/2013 12:00:00 AM
4876 | I-4601-85 | Phosphorus, orthophosphate, total, in water by colorimetric, phosphomolybdate, automated-segmented flow | USDOI/USGS | I-4601-85 ~ USGS-NWQL ; Phosphorus, orthophosphate, total, in water by colorimetric, phosphomolybdate, automated-segmented flow |  | https://www.nemi.gov/methods/method_summary/9614/ | 7/31/2013 12:00:00 AM
4877 | I-4602 | Phosphorus, orthophosphate plus hydrolyzable, total, colorimetric, ASF | USDOI/USGS | I-4602 ~ USGS-NWQL ; Phosphorus, orthophosphate plus hydrolyzable, total, colorimetric, ASF |  | https://www.nemi.gov/methods/method_summary/5502/ | 7/31/2013 12:00:00 AM
4878 | I-4607 | Phosphorus, total, colorimetric, ASF | USDOI/USGS | I-4607 ~ USGS-NWQL ; Phosphorus, total, colorimetric, ASF |  | https://www.nemi.gov/methods/method_summary/5503/ | 7/31/2013 12:00:00 AM
4879 | I-4610-91 | Phosphorus in Water by Kjeldahl Digestion and Colorimetric Finish, Unfiltered | USDOI/USGS | I-4610-91 ~ USGS-NWQL ; Phosphorus in Water by Kjeldahl Digestion and Colorimetric Finish, Unfiltered |  | https://www.nemi.gov/methods/method_summary/8893/ | 7/31/2013 12:00:00 AM
20264 | I-4650-03 | ASF, colormetric | BUNKER_USGS |  |  |  | 2/4/2010 9:02:57 AM
3038 | I-4650-03 | Nitrogen and Phosphorus, Total, Whole-water, Alkaline Persulfate Digest | USDOI/USGS | I-4650-03 ~ USGS-NWQL ; Nitrogen and Phosphorus, Total, in whole-water by Alkaline Persulfate Digestion |  | https://www.nemi.gov/methods/method_summary/8883/ | 2/20/2007 1:20:00 PM
4880 | I-4667-85 | Selenium in water by atomic absorption, hydride, total | USDOI/USGS | I-4667-85 ~ USGS-NWQL ; Selenium in water by atomic absorption, hydride, total |  | https://www.nemi.gov/methods/method_summary/8905/ | 7/31/2013 12:00:00 AM
4881 | I-4668-98 | Selenium in water by graphite furnace-atomic absorption spectrometry, whole-water recoverable | USDOI/USGS | I-4668-98 ~ USGS-NWQL ; Selenium in water by graphite furnace-atomic absorption spectrometry, whole-water recoverable |  | https://www.nemi.gov/methods/method_summary/8956/ | 7/31/2013 12:00:00 AM
4882 | I-4724 | Silver, whole water recoverable, GFAA | USDOI/USGS | I-4724 ~ USGS-NWQL ; Silver, whole water recoverable, GFAA |  | https://www.nemi.gov/methods/method_summary/5504/ | 7/31/2013 12:00:00 AM
4883 | I-5020-05 | Elements in sediment or soil (recoverable) by cICP-MS | USDOI/USGS | I-5020-05 ~ USGS-NWQL ; Elements in sediment or soil (recoverable) by cICP-MS |  | https://www.nemi.gov/methods/method_summary/9354/ | 7/31/2013 12:00:00 AM
4884 | I-5300-85 | Cyanide, Colorimetric, Pyridine-Pyrazolone, Bottom material | USDOI/USGS | I-5300-85 ~ USGS-NWQL ; Cyanide, Colorimetric, Pyridine-Pyrazolone, Bottom material | 0 | https://www.nemi.gov/methods/method_summary/8938/ | 7/31/2013 12:00:00 AM
4885 | I-5735 | Sodium, recoverable-from-bottom-material, dry wt, atomic absorption spectrometric | USDOI/USGS | I-5735 ~ USGS-NWQL ; Sodium, recoverable-from-bottom-material, dry wt, atomic absorption spectrometric |  | https://www.nemi.gov/methods/method_summary/5507/ | 7/31/2013 12:00:00 AM
4886 | I-5753 | Solids, volatile-on-ignition, total-in-bottom-material, dry wt, gravimetric | USDOI/USGS | I-5753 ~ USGS-NWQL ; Solids, volatile-on-ignition, total-in-bottom-material, dry wt, gravimetric |  | https://www.nemi.gov/methods/method_summary/5508/ | 7/31/2013 12:00:00 AM
4887 | I-5800 | Strontium, recoverable-from-bottom-material, dry wt, atomic absorption spectrometric | USDOI/USGS | I-5800 ~ USGS-NWQL ; Strontium, recoverable-from-bottom-material, dry wt, atomic absorption spectrometric |  | https://www.nemi.gov/methods/method_summary/5509/ | 7/31/2013 12:00:00 AM
4888 | I-5830-85 | Postassium in Bottom Materials by Atomic Absorption Spectrometry, Total Recoverable, Bottom Material | USDOI/USGS | I-5830-85 ~ USGS-NWQL ; Postassium in Bottom Materials by Atomic Absorption Spectrometry, Total Recoverable, Bottom Material |  | https://www.nemi.gov/methods/method_summary/8897/ | 7/31/2013 12:00:00 AM
4889 | I-5900 | Zinc, recoverable-from-bottom-material, dry wt, atomic absorption spectrometric | USDOI/USGS | I-5900 ~ USGS-NWQL ; Zinc, recoverable-from-bottom-material, dry wt, atomic absorption spectrometric |  | https://www.nemi.gov/methods/method_summary/5510/ | 7/31/2013 12:00:00 AM
4890 | I-6063-98 | Arsenic, total-recoverable in bed-sediment, dry weight, by graphite furnace-atomic absorption spectrometry | USDOI/USGS | I-6063-98 ~ USGS-NWQL ; Arsenic, total-recoverable in bed-sediment, dry weight, by graphite furnace-atomic absorption spectrometry |  | https://www.nemi.gov/methods/method_summary/8910/ | 7/31/2013 12:00:00 AM
4891 | I-6463-86 | Mercury, Total-in-Sediment, Atomic Absorption, Spectrophotometry, Flameless, Direct | USDOI/USGS | I-6463-86 ~ USGS-NWQL ; Mercury, Total-in-Sediment, Atomic Absorption, Spectrophotometry, Flameless, Direct |  | https://www.nemi.gov/methods/method_summary/8889/ | 7/31/2013 12:00:00 AM
4892 | I-6522-90 | Ammonia in Sediment by Colorimetry | USDOI/USGS | I-6522-90 ~ USGS-NWQL ; Ammonia in Sediment by Colorimetry | 0 | https://www.nemi.gov/methods/method_summary/8908/ | 7/31/2013 12:00:00 AM
4893 | I-6545 | Nitrogen, nitrite plus nitrate, total-in-bottom-material, dry weight, colorimetric, ASF | USDOI/USGS | I-6545 ~ USGS-NWQL ; Nitrogen, nitrite plus nitrate, total-in-bottom-material, dry weight, colorimetric, ASF |  | https://www.nemi.gov/methods/method_summary/5511/ | 7/31/2013 12:00:00 AM
4894 | I-6600-88 | Phosphorus, Total-in-Bottom Material, by Colorimetry | USDOI/USGS | I-6600-88 ~ USGS-NWQL ; Phosphorus, Total-in-Bottom Material, by Colorimetry |  | https://www.nemi.gov/methods/method_summary/8890/ | 7/31/2013 12:00:00 AM
4895 | I-6667-85 | Selenium in bottom materials by atomic absorption spectrometric, hydride, bottom materials | USDOI/USGS | I-6667-85 ~ USGS-NWQL ; Selenium in bottom materials by atomic absorption spectrometric, hydride, bottom materials |  | https://www.nemi.gov/methods/method_summary/8902/ | 7/31/2013 12:00:00 AM
4896 | I-6668-98 | Selenium, total-recoverable in bed-sediment, dry weight, by graphite furnace-atomic absorption spectrometry | USDOI/USGS | I-6668-98 ~ USGS-NWQL ; Selenium, total-recoverable in bed-sediment, dry weight, by graphite furnace-atomic absorption spectrometry |  | https://www.nemi.gov/methods/method_summary/8957/ | 7/31/2013 12:00:00 AM
4897 | I-7229-87 | Chromium in Suspend Sediment by Atomic Emission (Calculation) | USDOI/USGS | I-7229-87 ~ USGS-NWQL ; Chromium in Suspend Sediment by Atomic Emission (Calculation) |  | https://www.nemi.gov/methods/method_summary/8891/ | 7/31/2013 12:00:00 AM
4898 | I-7327-85 | Fluoride Ion in Sediment by Ion-Selective Electrode, Suspended Total (Calculation) | USDOI/USGS | I-7327-85 ~ USGS-NWQL ; Fluoride Ion in Sediment by Ion-Selective Electrode, Suspended Total (Calculation) | 0 | https://www.nemi.gov/methods/method_summary/8911/ | 7/31/2013 12:00:00 AM
4899 | I-7667-85 | Selenium in Water by Atomic Absorption, Hydride, Suspended, Total (Calculation) | USDOI/USGS | I-7667-85 ~ USGS-NWQL ; Selenium in Water by Atomic Absorption, Hydride, Suspended, Total (Calculation) |  | https://www.nemi.gov/methods/method_summary/8900/ | 7/31/2013 12:00:00 AM
4900 | I-7800 | Strontium, suspended recoverable, atomic absorption spectrometric | USDOI/USGS | I-7800 ~ USGS-NWQL ; Strontium, suspended recoverable, atomic absorption spectrometric |  | https://www.nemi.gov/methods/method_summary/5513/ | 7/31/2013 12:00:00 AM
4901 | I-7900 | Zinc, suspended recoverable, atomic absorption spectrometric | USDOI/USGS | I-7900 ~ USGS-NWQL ; Zinc, suspended recoverable, atomic absorption spectrometric |  | https://www.nemi.gov/methods/method_summary/5514/ | 7/31/2013 12:00:00 AM
4902 | I-9020-05 | Elements in biota by cICP-MS | USDOI/USGS | I-9020-05 ~ USGS-NWQL ; Elements in biota by cICP-MS |  | https://www.nemi.gov/methods/method_summary/9357/ | 7/31/2013 12:00:00 AM
1335 | I1020 | Acidity in Water by Titration | USDOI/USGS | I-1020 ~ USGS-NWQL ; Acidity, water, titrimetric |  | https://www.nemi.gov/methods/method_summary/5522/ | 8/12/2006 11:50:00 PM
1336 | I1030 | Alkalinity in Water by Titration | USDOI/USGS | https://www.nemi.gov/methods/method_summary/9596/ | 0 |  | 8/12/2006 11:50:00 PM
1337 | I1051 | Aluminum in Water by FLAA | USDOI/USGS |  |  |  | 8/12/2006 11:50:00 PM
1338 | I1052 | Aluminum in Water by Chelation and FLAA | USDOI/USGS |  |  |  | 8/12/2006 11:50:00 PM
1339 | I1054 | Aluminum by D-C Plasma Spectrometry | USDOI/USGS | I-1054 ~ USGS-NWQL ; Aluminum, dissolved, water, DCP |  | https://www.nemi.gov/methods/method_summary/5523/ | 8/12/2006 11:50:00 PM
1340 | I1055 | Antimony in Water by Hydride AA | USDOI/USGS | I-1055 ~ USGS-NWQL ; Antimony, dissolved, water, hydride_AA |  | https://www.nemi.gov/methods/method_summary/5524/ | 8/12/2006 11:50:00 PM
1341 | I1060 | Arsenic in Water by Colorimetry | USDOI/USGS |  |  |  | 8/12/2006 11:50:00 PM
1342 | I1062 | Arsenic in Water by HYDAA | USDOI/USGS |  |  |  | 8/12/2006 11:50:00 PM
1343 | I1084 | Barium in Water by FLAA | USDOI/USGS | I-1084 ~ USGS-NWQL ; Barium, dissolved, water, FLAA |  | https://www.nemi.gov/methods/method_summary/5525/ | 8/12/2006 11:50:00 PM
1344 | I1095 | Beryllium in Water by FLAA | USDOI/USGS | I-1095 ~ USGS-NWQL ; Beryllium, dissolved, water, FLAA |  | https://www.nemi.gov/methods/method_summary/5526/ | 8/12/2006 11:50:00 PM
1345 | I1110 | Boron in Water by Colorimetry | USDOI/USGS |  |  |  | 8/12/2006 11:50:00 PM
1346 | I1112 | Boron in Water by Colorimetry | USDOI/USGS |  |  |  | 8/12/2006 11:50:00 PM
1347 | I1114 | Boron in Water by DC Plasma Spectrometry | USDOI/USGS | I-1114 ~ USGS-NWQL ; Boron, dissolved, water, DCP |  | https://www.nemi.gov/methods/method_summary/5527/ | 8/12/2006 11:50:00 PM
1348 | I1125 | Bromide in Water by Titration | USDOI/USGS | https://www.nemi.gov/methods/method_summary/9609/ | 0 |  | 8/12/2006 11:50:00 PM
1349 | I1135 | Cadmium in Water by FLAA | USDOI/USGS | I-1135 ~ USGS-NWQL ; Cadmium, dissolved, water, FLAA |  | https://www.nemi.gov/methods/method_summary/5528/ | 8/12/2006 11:50:00 PM
1350 | I1136 | Cadmium in Water by Chelation and FLAA | USDOI/USGS |  |  |  | 8/12/2006 11:50:00 PM
1351 | I1137 | Cadmium in Water by GFAA | USDOI/USGS | I-1137 ~ USGS-NWQL ; Cadmium dissolved in Water by GFAA |  | https://www.nemi.gov/methods/method_summary/4759/ | 8/12/2006 11:50:00 PM
1352 | I1152 | Calcium in Water by FLAA | USDOI/USGS | I-1152 ~ USGS-NWQL ; Calcium, dissolved, water, FLAA |  | https://www.nemi.gov/methods/method_summary/5529/ | 8/12/2006 11:50:00 PM
1353 | I1183 | Chloride in Water by Titration | USDOI/USGS | https://www.nemi.gov/methods/method_summary/9597/ | 0 |  | 8/12/2006 11:50:00 PM
1354 | I1184 | Chloride in Water by Titration | USDOI/USGS | https://www.nemi.gov/methods/method_summary/9610/ | 0 |  | 8/12/2006 11:50:00 PM
1355 | I1187 | Chloride in Water by Colorimetry | USDOI/USGS | https://www.nemi.gov/methods/method_summary/9601/ | 0 |  | 8/12/2006 11:50:00 PM
193148 | I1229 | I1229 | R10BUNKER |  |  |  | 6/15/2011 1:20:16 PM
1356 | I1230 | Hexavalent Chromium by Colorimetry | USDOI/USGS |  |  |  | 8/12/2006 11:50:00 PM
1357 | I1232 | Hexavalent Chromium in Water by FLAA | USDOI/USGS | I-1232 ~ USGS-NWQL ; Chromium, hexavalent, dissolved, water, FLAA |  | https://www.nemi.gov/methods/method_summary/5530/ | 8/12/2006 11:50:00 PM
1358 | I1235 | Chromium in Water by GFAA | USDOI/USGS | I-1235 ~ USGS-NWQL ; Chromium, dissolved, water, GFAA |  | https://www.nemi.gov/methods/method_summary/5532/ | 8/12/2006 11:50:00 PM
1359 | I1236 | Chromium in Water by FLAA | USDOI/USGS |  |  |  | 8/12/2006 11:50:00 PM
1360 | I1238 | Chromium in Water by Chelation and FLAA | USDOI/USGS |  |  |  | 8/12/2006 11:50:00 PM
1361 | I1239 | Cobalt in Water by FLAA | USDOI/USGS | I-1239 ~ USGS-NWQL ; Cobalt, dissolved, water, FLAA |  | https://www.nemi.gov/methods/method_summary/5533/ | 8/12/2006 11:50:00 PM
1362 | I1240 | Cobalt in Water by Chelation and FLAA | USDOI/USGS |  |  |  | 8/12/2006 11:50:00 PM
1363 | I1241 | Cobalt in Water by GFAA | USDOI/USGS | I-1241 ~ USGS-NWQL ; Cobalt, dissolved, water, GFAA |  | https://www.nemi.gov/methods/method_summary/5534/ | 8/12/2006 11:50:00 PM
511069 | I1250 | I1250 | WYDEQ_Watershed |  |  |  | 11/16/2016 12:09:46 PM
509074 | I1250 | I1250 | WQXTEST |  |  |  | 10/17/2013 3:34:52 PM
511105 | I1250 | I1250 | WYDEQ_WQX |  |  |  | 10/10/2012 6:54:48 PM
1364 | I1250 | Color in Water by Visual Comparison | USDOI/USGS | I-1250 ~ USGS-NWQL ; Color, water, VIS_COMP |  | https://www.nemi.gov/methods/method_summary/5535/ | 8/12/2006 11:50:00 PM
1365 | I1270 | Copper in Water by FLAA | USDOI/USGS | I-1270 ~ USGS-NWQL ; Copper, dissolved in water by FLAA |  | https://www.nemi.gov/methods/method_summary/5646/ | 8/12/2006 11:50:00 PM
1366 | I1271 | Copper in Water by Chelation and FLAA | USDOI/USGS |  |  |  | 8/12/2006 11:50:00 PM
1367 | I1272 | Copper in Water by GFAA | USDOI/USGS | I-1272 ~ USGS-NWQL ; Copper, dissolved in water by GFAA |  | https://www.nemi.gov/methods/method_summary/5647/ | 8/12/2006 11:50:00 PM
1368 | I1300 | Cyanide in Water by Colorimetry | USDOI/USGS | https://www.nemi.gov/methods/method_summary/8909/ | 0 |  | 8/12/2006 11:50:00 PM
1369 | I1325 | Fluoride in Water by Colorimetry | USDOI/USGS |  |  |  | 8/12/2006 11:50:00 PM
1370 | I1327 | Fluoride in Water Using an ISE | USDOI/USGS |  |  |  | 8/12/2006 11:50:00 PM
1371 | I1370 | Iodide in Water by Titration | USDOI/USGS |  |  |  | 8/12/2006 11:50:00 PM
1372 | I1371 | Iodide in Water by Colorimetry | USDOI/USGS |  |  |  | 8/12/2006 11:50:00 PM
1373 | I1381 | Iron in Water by FLAA | USDOI/USGS | I-1381 ~ USGS-NWQL ; Iron, dissolved in water by FLAA |  | https://www.nemi.gov/methods/method_summary/5649/ | 8/12/2006 11:50:00 PM
1374 | I1399 | Lead in Water by FLAA | USDOI/USGS | I-1399 ~ USGS-NWQL ; Lead, dissolved, FLAA |  | https://www.nemi.gov/methods/method_summary/5650/ | 8/12/2006 11:50:00 PM
1375 | I1400 | Lead in Water by Chelation and FLAA | USDOI/USGS |  |  |  | 8/12/2006 11:50:00 PM
1376 | I1401 | Lead in Water by GFAA | USDOI/USGS | I-1401 ~ USGS-NWQL ; Lead, dissolved in water by GFAA |  | https://www.nemi.gov/methods/method_summary/5651/ | 8/12/2006 11:50:00 PM
1377 | I1425 | Lithium in Water by FLAA | USDOI/USGS | I-1425 ~ USGS-NWQL ; Lithium, dissolved, FLAA |  | https://www.nemi.gov/methods/method_summary/5652/ | 8/12/2006 11:50:00 PM
1378 | I1447 | Magnesium in Water by FLAA | USDOI/USGS | I-1447 ~ USGS-NWQL ; Magnesium, dissolved, FLAA |  | https://www.nemi.gov/methods/method_summary/5653/ | 8/12/2006 11:50:00 PM
1379 | I1454 | Manganese in Water by FLAA | USDOI/USGS | I-1454 ~ USGS-NWQL ; Manganese, dissolved, FLAA |  | https://www.nemi.gov/methods/method_summary/5654/ | 8/12/2006 11:50:00 PM
1380 | I1455 | Manganese in Water by GFAA | USDOI/USGS | I-1455 ~ USGS-NWQL ; Manganese, dissolved, GFAA |  | https://www.nemi.gov/methods/method_summary/5655/ | 8/12/2006 11:50:00 PM
1381 | I1456 | Manganese in Water by Chelation and FLAA | USDOI/USGS | I-1456 ~ USGS-NWQL ; Manganese, dissolved, chelation extraction, FLAA |  | https://www.nemi.gov/methods/method_summary/5656/ | 8/12/2006 11:50:00 PM
1382 | I1462 | Mercury in Water by CVAA | USDOI/USGS | I-1462 ~ USGS-NWQL ; Mercury, dissolved, CVFAA |  | https://www.nemi.gov/methods/method_summary/5657/ | 8/12/2006 11:50:00 PM
1383 | I1472 | Metals in Water by ICP | USDOI/USGS | https://www.nemi.gov/methods/method_summary/4761/ | 0 |  | 8/12/2006 11:50:00 PM
1384 | I1490 | Molybdenum by Chelation and FLAA | USDOI/USGS |  |  |  | 8/12/2006 11:50:00 PM
1385 | I1499 | Nickel in Water by FLAA | USDOI/USGS | I-1499 ~ USGS-NWQL ; Nickel, dissolved, direct FLAA |  | https://www.nemi.gov/methods/method_summary/5470/ | 8/12/2006 11:50:00 PM
1386 | I1500 | Nickel in Water by Chelation and FLAA | USDOI/USGS |  |  |  | 8/12/2006 11:50:00 PM
1387 | I1501 | Nickel in Water by GFAA | USDOI/USGS | I-1501 ~ USGS-NWQL ; Nickel, dissolved, low ionic-strength, GFAA |  | https://www.nemi.gov/methods/method_summary/5471/ | 8/12/2006 11:50:00 PM
1388 | I1520 | Ammonia Nitrogen by Nesslerization | USDOI/USGS |  |  |  | 8/12/2006 11:50:00 PM
1389 | I1524 | Ammonia Nitrogen in Water Using an ISE | USDOI/USGS |  |  |  | 8/12/2006 11:50:00 PM
1390 | I1540 | Nitrite-Nitrogen in Water by Colorimetry | USDOI/USGS |  |  |  | 8/12/2006 11:50:00 PM
1391 | I1550 | Ammonia plus Organic Nitrogen in Water | USDOI/USGS |  |  |  | 8/12/2006 11:50:00 PM
1392 | I1586 | Water pH | USDOI/USGS | I-1586 ~ USGS-NWQL ; pH in Water by Electrometry Using a Glass-Electrode |  | https://www.nemi.gov/methods/method_summary/4762/ | 8/12/2006 11:50:00 PM
1393 | I1600 | Dissolved Phosphorus by Colorimetry | USDOI/USGS |  |  |  | 8/12/2006 11:50:00 PM
1394 | I1601 | Orthophosphate-Phosphorus by Colorimetry | USDOI/USGS | https://www.nemi.gov/methods/method_summary/10455/ | 0 |  | 8/12/2006 11:50:00 PM
1395 | I1602 | Orthophosphate plus Hydrolyzable Phosphorous | USDOI/USGS |  |  |  | 8/12/2006 11:50:00 PM
187258 | I1630 | I1630 | R10BUNKER |  |  |  | 6/15/2011 1:20:13 PM
301129 | I1630 | I1630 | SPIRITLK | I1630 - is the method from the analyte ID per USGS. It is related to P00935 |  |  | 2/23/2018 7:34:39 PM
1396 | I1630(S) | Potassium in Bottom Material by FLAA | USDOI/USGS | in Sediment |  |  | 8/12/2006 11:50:00 PM
1397 | I1630(W) | Potassium in Water by FLAA | USDOI/USGS | in Water |  |  | 8/12/2006 11:50:00 PM
1398 | I1667(S) | Selenium in Bottom Material by HYDAA | USDOI/USGS | in Sediment |  |  | 8/12/2006 11:50:00 PM
1399 | I1667(W) | Selenium in Water by HYDAA | USDOI/USGS | in Water |  |  | 8/12/2006 11:50:00 PM
1400 | I1700 | Silica in Water by Colorimetry | USDOI/USGS |  | 0 |  | 8/12/2006 11:50:00 PM
1401 | I1702 | Silica in Water by FLAA | USDOI/USGS |  |  |  | 8/12/2006 11:50:00 PM
1402 | I1720 | Silver in Water by Chelation and FLAA | USDOI/USGS |  |  |  | 8/12/2006 11:50:00 PM
1403 | I1735(S) | Sodium in Bottom Material by FLAA | USDOI/USGS | in Sediment | 1 |  | 8/12/2006 11:50:00 PM
1404 | I1735(W) | Sodium in Water by FLAA | USDOI/USGS | in Water | 1 |  | 8/12/2006 11:50:00 PM
1405 | I1749 | Residue by Evaporation and Gravimetric | USDOI/USGS | I-1749 ~ USGS-NWQL ; Solids, residue at 105 degrees C, dissolved, gravimetric |  | https://www.nemi.gov/methods/method_summary/5473/ | 8/12/2006 11:50:00 PM
1406 | I1750 | Residue by Evaporation and Gravimetric | USDOI/USGS | https://www.nemi.gov/methods/method_summary/8918/ | 0 |  | 8/12/2006 11:50:00 PM
1407 | I1780 | Specific Conductance | USDOI/USGS | https://www.nemi.gov/methods/method_summary/8914/ | 0 |  | 8/12/2006 11:50:00 PM
1408 | I1800(S) | Strontium in Bottom Material by FLAA | USDOI/USGS | in Sediment | 1 |  | 8/12/2006 11:50:00 PM
1409 | I1800(W) | Strontium in Water by FLAA | USDOI/USGS | in Water | 1 |  | 8/12/2006 11:50:00 PM
1410 | I1820 | Sulfate in Water by Titration | USDOI/USGS |  |  |  | 8/12/2006 11:50:00 PM
1411 | I1866 | Thallium in Water by GFAA | USDOI/USGS | I-1866 ~ USGS-NWQL ; Thallium, dissolved, graphite furnace |  | https://www.nemi.gov/methods/method_summary/5476/ | 8/12/2006 11:50:00 PM
1412 | I1880 | Vanadium in Water by Colorimetry | USDOI/USGS |  |  |  | 8/12/2006 11:50:00 PM
193151 | I1900 | I1900 | R10BUNKER |  |  |  | 6/15/2011 1:20:14 PM
1413 | I1900(S) | Zinc in Bottom Material by FLAA | USDOI/USGS | in Sediment | 1 |  | 8/12/2006 11:50:00 PM
1414 | I1900(W) | Zinc in Water by FLAA | USDOI/USGS | in Water | 1 |  | 8/12/2006 11:50:00 PM
1415 | I1901 | Zinc in Water by GFAA | USDOI/USGS | I-1901 ~ USGS-NWQL ; Zinc, dissolved, graphite furnace |  | https://www.nemi.gov/methods/method_summary/5478/ | 8/12/2006 11:50:00 PM
1416 | I2030 | Alkalinity in Water by Titration | USDOI/USGS | https://www.nemi.gov/methods/method_summary/8898/ | 0 |  | 8/12/2006 11:50:00 PM
1417 | I2057 | Anions in Water by Ion Chromatography | USDOI/USGS | I-2057 ~ USGS-NWQL ; Anions, dissolved, water, IONCHR |  | https://www.nemi.gov/methods/method_summary/5536/ | 8/12/2006 11:50:00 PM
1418 | I2058 | Anions in Water by Ion Chromatography | USDOI/USGS | I-2058 ~ USGS-NWQL ; Anions, dissolved, water, IONCHR |  | https://www.nemi.gov/methods/method_summary/5537/ | 8/12/2006 11:50:00 PM
1419 | I2062 | Arsenic in Water by HYDAA | USDOI/USGS | I-2062 ~ USGS-NWQL ; Arsenic, dissolved, water, hydride_AA. |  | https://www.nemi.gov/methods/method_summary/5538/ | 8/12/2006 11:50:00 PM
187266 | I2063 | I2063 | R10BUNKER |  |  |  | 7/21/2011 6:40:21 PM
1420 | I2115 | Boron in Water by Automated Colorimetry | USDOI/USGS |  |  |  | 8/12/2006 11:50:00 PM
1421 | I2128 | Bromide in Water by Ion Chromatography | USDOI/USGS |  |  |  | 8/12/2006 11:50:00 PM
1422 | I2129 | Bromide in Water by Colorimetry | USDOI/USGS | https://www.nemi.gov/methods/method_summary/8926/ | 0 |  | 8/12/2006 11:50:00 PM
187255 | I2138 | I2138 | R10BUNKER |  |  |  | 6/15/2011 1:20:52 PM
1423 | I2187 | Chloride in Water by Automated Colorimetry | USDOI/USGS | https://www.nemi.gov/methods/method_summary/9617/ | 0 |  | 8/12/2006 11:50:00 PM
1424 | I2188 | Chloride in Water by Colorimetry | USDOI/USGS |  |  |  | 8/12/2006 11:50:00 PM
193144 | I2274 | I2274 | R10BUNKER |  |  |  | 6/15/2011 1:20:20 PM
1425 | I2302 | Cyanide in Water by Colorimetry | USDOI/USGS | I-2302 ~ USGS-NWQL ; Cyanide, whole water recoverable; colorimetric |  | https://www.nemi.gov/methods/method_summary/5660/ | 8/12/2006 11:50:00 PM
1426 | I2327 | Fluoride in Water Using an ISE | USDOI/USGS | https://www.nemi.gov/methods/method_summary/8953/ | 0 |  | 8/12/2006 11:50:00 PM
187256 | I2403 | I2403 | R10BUNKER |  |  |  | 6/15/2011 1:20:20 PM
1427 | I2462 | Mercury in Water by CVAA | USDOI/USGS | I-2462 ~ USGS-NWQL ; Mercury, dissolved, CVFAA |  | https://www.nemi.gov/methods/method_summary/5662/ | 8/12/2006 11:50:00 PM
520994 | I2477 | I2477 | SPIRITLK | I2477 - is the method from the analyte ID per USGS. |  |  | 2/27/2019 6:18:03 PM
730283 | I2477 | I2477 | NTHRNUTE | This is a analytical method from USGS |  |  | 4/17/2018 5:06:56 PM
187248 | I2477 | I2477 | R10BUNKER |  |  |  | 7/21/2011 6:40:21 PM
193149 | I2503 | I2503 | R10BUNKER |  |  |  | 6/15/2011 1:20:20 PM
730277 | I2515 | I2515 | NTHRNUTE | This is a analytical method from USGS |  |  | 4/17/2018 5:06:56 PM
520990 | I2515 | I2515 | SPIRITLK | I2515 - is the method from the analyte ID per USGS. |  |  | 2/27/2019 6:18:04 PM
1428 | I2521 | Ammonia Nitrogen in Water by Colorimetry | USDOI/USGS |  |  |  | 8/12/2006 11:50:00 PM
1429 | I2522 | Ammonia Nitrogen in Water by Colorimetry | USDOI/USGS | https://www.nemi.gov/methods/method_summary/8899/ | 0 |  | 8/12/2006 11:50:00 PM
1430 | I2523 | Ammonia Nitrogen in Water by Colorimetry | USDOI/USGS |  |  |  | 8/12/2006 11:50:00 PM
187250 | I2525 | I2525 | R10BUNKER |  |  |  | 7/21/2011 6:40:21 PM
730276 | I2525 | I2525 | NTHRNUTE | This is a analytical method from USGS |  |  | 4/17/2018 5:06:56 PM
1431 | I2539 | Nitrite-Nitrogen in Water by Colorimetry | USDOI/USGS |  |  |  | 8/12/2006 11:50:00 PM
730272 | I2540 | I2540 | NTHRNUTE | This is a analytical method from USGS |  |  | 4/17/2018 5:06:55 PM
193146 | I2540 | I2540 | R10BUNKER | Apparently a predecessor method to USGS Method I-2540-90 "Nitrogen, nitrite, colorimetry, iazotization, automated-segmented flow", aka "Nitrite in Water by Colorimetry". |  |  | 6/15/2011 1:20:12 PM
301128 | I2540 | I2540 | SPIRITLK | I2540- is the method from the analyte ID per USGS. |  |  | 2/23/2018 7:34:04 PM
730279 | I2542 | I2542 | NTHRNUTE | This is a analytical method from USGS |  |  | 4/17/2018 5:06:56 PM
187265 | I2542 | I2542 | R10BUNKER |  |  |  | 6/15/2011 1:20:37 PM
1433 | I2543 | Nitrite- plus Nitrate-Nitrogen in Water | USDOI/USGS |  |  |  | 8/12/2006 11:50:00 PM
301120 | I2545 | I2545 | SPIRITLK | I2545 - is the method from the analyte ID per USGS. |  |  | 2/27/2019 6:18:04 PM
193141 | I2545 | I2545 | R10BUNKER |  |  |  | 7/1/2011 4:21:56 PM
1434 | I2545(S) | Nitrite- Plus Nitrate-Nitrogen in Solids | USDOI/USGS | in Solids | 1 |  | 8/12/2006 11:50:00 PM
1435 | I2545(W) | Nitrite- Plus Nitrate-Nitrogen in Water | USDOI/USGS | in Water | 1 |  | 8/12/2006 11:50:00 PM
187247 | I2546 | I2546 | R10BUNKER |  |  |  | 7/21/2011 6:40:21 PM
301150 | I2546 | I2546 | SPIRITLK | I2546 - is the method from the analyte ID per USGS. |  |  | 2/22/2018 6:53:29 PM
730278 | I2546 | I2546 | NTHRNUTE | This is a analytical method from USGS |  |  | 4/17/2018 5:06:56 PM
1436 | I2552 | Ammonia plus Organic Nitrogen in Water | USDOI/USGS |  |  |  | 8/12/2006 11:50:00 PM
1437 | I2558 | Ammonia plus Organic Nitrogen in Water | USDOI/USGS |  |  |  | 8/12/2006 11:50:00 PM
187253 | I2587 | I2587 | R10BUNKER |  |  |  | 7/1/2011 4:21:56 PM
730273 | I2587 | I2587 | NTHRNUTE | This is a analytical method from USGS |  |  | 4/17/2018 5:06:55 PM
301118 | I2587 | I2587 | SPIRITLK | I2587 - is the method from the analyte ID per USGS. |  |  | 2/27/2019 6:18:03 PM
1438 | I2598 | Orthophosphate-Phosphorus by Colorimetry | USDOI/USGS | https://www.nemi.gov/methods/method_summary/10456/ | 0 |  | 8/12/2006 11:50:00 PM
1439 | I2599 | Phosphorus by Auto-Discrete Colorimetry | USDOI/USGS |  |  |  | 8/12/2006 11:50:00 PM
1440 | I2600(S) | Phosphorus in Solids by Colorimetry | USDOI/USGS | in Solids |  |  | 8/12/2006 11:50:00 PM
1441 | I2600(W) | Phosphorus in Water by Colorimetry | USDOI/USGS | in Water |  |  | 8/12/2006 11:50:00 PM
1442 | I2601 | Orthophosphate-Phosphorus by Colorimetry | USDOI/USGS | https://www.nemi.gov/methods/method_summary/8907/ | 0 |  | 8/12/2006 11:50:00 PM
1443 | I2602 | Hydrolyzable plus Orthophosphate-Phosphorous | USDOI/USGS | I-2602 ~ USGS-NWQL ; Phosphorus, orthophosphate plus hydrolyzable, dissolved, colorimetric, ASF |  | https://www.nemi.gov/methods/method_summary/5483/ | 8/12/2006 11:50:00 PM
187249 | I2606 | I2606 | R10BUNKER |  |  |  | 7/21/2011 6:40:21 PM
730280 | I2606 | I2606 | NTHRNUTE | This is a analytical method from USGS |  |  | 4/17/2018 5:06:56 PM
193142 | I2607 | I2607 | R10BUNKER |  |  |  | 7/1/2011 4:21:56 PM
193150 | I2610 | I2610 | R10BUNKER |  |  |  | 6/9/2011 9:30:40 PM
193145 | I2667 | I2667 | R10BUNKER |  |  |  | 6/15/2011 1:20:13 PM
1444 | I2667(S) | Selenium in Bottom Material by HYDAA | USDOI/USGS | in Sediment | 1 |  | 8/12/2006 11:50:00 PM
1445 | I2667(W) | Selenium in Water by HYDAA | USDOI/USGS | in Water | 1 |  | 8/12/2006 11:50:00 PM
730274 | I2668 | I2668 | NTHRNUTE | This is a analytical method from USGS |  |  | 4/17/2018 5:06:55 PM
187270 | I2668 | I2668 | R10BUNKER |  |  |  | 6/9/2011 9:34:20 PM
1446 | I2700 | Silica in Water by Colorimetry | USDOI/USGS | https://www.nemi.gov/methods/method_summary/8917/ | 0 |  | 8/12/2006 11:50:00 PM
193147 | I2724 | I2724 | R10BUNKER |  |  |  | 6/15/2011 1:20:20 PM
301119 | I2781 | I2781 | SPIRITLK | I2781 - is the method from the analyte ID per USGS. |  |  | 2/23/2018 7:33:56 PM
730275 | I2781 | I2781 | NTHRNUTE | This is a analytical method from USGS |  |  | 4/17/2018 5:06:55 PM
187254 | I2781 | I2781 | R10BUNKER |  |  |  | 7/1/2011 4:21:56 PM
1447 | I2822 | Sulfate in Water by Colorimetry | USDOI/USGS |  |  |  | 8/12/2006 11:50:00 PM
1448 | I2823 | Sulfate in Water by Turbidimetry | USDOI/USGS |  |  |  | 8/12/2006 11:50:00 PM
1449 | I2851(S) | Tin in Bottom Material by HYDAA | USDOI/USGS | in Sediment |  |  | 8/12/2006 11:50:00 PM
1450 | I2851(W) | Tin in Water by HYDAA | USDOI/USGS | in Water |  |  | 8/12/2006 11:50:00 PM
1451 | I2880 | Vanadium in Water by Colorimetry | USDOI/USGS | I-2880 ~ USGS-NWQL ; Vanadium, dissolved, colorimetry |  | https://www.nemi.gov/methods/method_summary/5488/ | 8/12/2006 11:50:00 PM
1452 | I3051 | Aluminum in Water by FLAA | USDOI/USGS | https://www.nemi.gov/methods/method_summary/9603/ | 0 |  | 8/12/2006 11:50:00 PM
1453 | I3052 | Aluminum in Water by Chelation and FLAA | USDOI/USGS |  |  |  | 8/12/2006 11:50:00 PM
1454 | I3054 | Aluminum by D-C Plasma Spectrometry | USDOI/USGS | I-3054 ~ USGS-NWQL ; Aluminum, total recoverable, water, DCP |  | https://www.nemi.gov/methods/method_summary/5540/ | 8/12/2006 11:50:00 PM
1455 | I3055 | Antimony in Water by Hydride AA | USDOI/USGS | I-3055 ~ USGS-NWQL ; Antimony, total, water, hydride _AA |  | https://www.nemi.gov/methods/method_summary/5541/ | 8/12/2006 11:50:00 PM
1456 | I3060 | Arsenic in Water by Colorimetry | USDOI/USGS | https://www.nemi.gov/methods/method_summary/9608/ | 0 |  | 8/12/2006 11:50:00 PM
1457 | I3062 | Arsenic in Water by HYDAA | USDOI/USGS | https://www.nemi.gov/methods/method_summary/9616/ | 0 |  | 8/12/2006 11:50:00 PM
1458 | I3084 | Barium in Water by FLAA | USDOI/USGS | I-3084 ~ USGS-NWQL ; Barium, total-recoverable, water, FLAA |  | https://www.nemi.gov/methods/method_summary/5542/ | 8/12/2006 11:50:00 PM
1459 | I3095 | Beryllium in Water by FLAA | USDOI/USGS | I-3095 ~ USGS-NWQL ; Beryllium, total-recoverable, water, FLAA |  | https://www.nemi.gov/methods/method_summary/5543/ | 8/12/2006 11:50:00 PM
1460 | I3110 | Boron in Water by Colorimetry | USDOI/USGS |  |  |  | 8/12/2006 11:50:00 PM
1461 | I3112 | Boron in Water by Colorimetry | USDOI/USGS | https://www.nemi.gov/methods/method_summary/9620/ | 0 |  | 8/12/2006 11:50:00 PM
1462 | I3135 | Cadmium in Water by FLAA | USDOI/USGS | I-3135 ~ USGS-NWQL ; Cadmium, total-recoverable, water, FLAA |  | https://www.nemi.gov/methods/method_summary/5544/ | 8/12/2006 11:50:00 PM
1463 | I3136 | Cadmium in Water by Chelation and FLAA | USDOI/USGS | https://www.nemi.gov/methods/method_summary/9621/ | 0 |  | 8/12/2006 11:50:00 PM
1464 | I3152 | Calcium in Water by FLAA | USDOI/USGS | I-3152 ~ USGS-NWQL ; Calcium, total-recoverable, water, FLAA |  | https://www.nemi.gov/methods/method_summary/5545/ | 8/12/2006 11:50:00 PM
1465 | I3153 | Calcium in Water by FLAA | USDOI/USGS | I-3153 ~ USGS-NWQL ; Calcium, total-recoverable, water, FLAA |  | https://www.nemi.gov/methods/method_summary/5546/ | 8/12/2006 11:50:00 PM
301145 | I3233 | I3233 | SPIRITLK | I3233 - is the method from the analyte ID per USGS. It is related to P01034 |  |  | 2/23/2018 7:34:57 PM
1466 | I3236 | Chromium in Water by FLAA | USDOI/USGS | https://www.nemi.gov/methods/method_summary/9612/ | 0 |  | 8/12/2006 11:50:00 PM
1467 | I3238 | Chromium in Water by Chelation and FLAA | USDOI/USGS |  |  |  | 8/12/2006 11:50:00 PM
1468 | I3239 | Cobalt in Water by FLAA | USDOI/USGS | I-3239 ~ USGS-NWQL ; Cobalt, total-recoverable, water, FLAA |  | https://www.nemi.gov/methods/method_summary/5548/ | 8/12/2006 11:50:00 PM
1469 | I3240 | Cobalt in Water by Chelation and FLAA | USDOI/USGS |  |  |  | 8/12/2006 11:50:00 PM
1470 | I3270 | Copper in Water by FLAA | USDOI/USGS | I-3270 ~ USGS-NWQL ; Copper, whole water recoverable by FLAA |  | https://www.nemi.gov/methods/method_summary/5663/ | 8/12/2006 11:50:00 PM
1471 | I3271 | Copper in Water by Chelation and FLAA | USDOI/USGS | https://www.nemi.gov/methods/method_summary/9613/ | 0 |  | 8/12/2006 11:50:00 PM
1472 | I3300 | Cyanide in Water by Colorimetry | USDOI/USGS | I-3300 ~ USGS-NWQL ; Cyanide in Water by Colorimetry |  | https://www.nemi.gov/methods/method_summary/4764/ | 8/12/2006 11:50:00 PM
1473 | I3325 | Fluoride in Water by Colorimetry | USDOI/USGS |  |  |  | 8/12/2006 11:50:00 PM
1474 | I3381 | Iron in Water by FLAA | USDOI/USGS | I-3381 ~ USGS-NWQL ; Iron, water, whole water recoverable; FLAA |  | https://www.nemi.gov/methods/method_summary/5664/ | 8/12/2006 11:50:00 PM
1475 | I3399 | Lead in Water by FLAA | USDOI/USGS | I-3399 ~ USGS-NWQL ; Lead, total recoverable, FLAA |  | https://www.nemi.gov/methods/method_summary/5665/ | 8/12/2006 11:50:00 PM
1476 | I3400 | Lead in Water by Chelation and FLAA | USDOI/USGS |  |  |  | 8/12/2006 11:50:00 PM
1477 | I3425 | Lithium in Water by FLAA | USDOI/USGS | I-3425 ~ USGS-NWQL ; Lithium, total recoverable, FLAA |  | https://www.nemi.gov/methods/method_summary/5666/ | 8/12/2006 11:50:00 PM
1478 | I3447 | Magnesium in Water by FLAA | USDOI/USGS | I-3447 ~ USGS-NWQL ; Magnesium, total recoverable, FLAA |  | https://www.nemi.gov/methods/method_summary/5667/ | 8/12/2006 11:50:00 PM
1479 | I3448 | Magnesium in Water by Direct EPA FLAA | USDOI/USGS | I-3448 ~ USGS-NWQL ; Magnesium, total recoverable, FLAA |  | https://www.nemi.gov/methods/method_summary/5668/ | 8/12/2006 11:50:00 PM
1480 | I3454 | Manganese in Water by FLAA | USDOI/USGS | I-3454 ~ USGS-NWQL ; Manganese, total recoverable, FLAA |  | https://www.nemi.gov/methods/method_summary/5669/ | 8/12/2006 11:50:00 PM
1481 | I3462 | Mercury in Water by CVAA | USDOI/USGS | I-3462 ~ USGS-NWQL ; Mercury, total recoverable, CVFAA |  | https://www.nemi.gov/methods/method_summary/5670/ | 8/12/2006 11:50:00 PM
1482 | I3490 | Molybdenum by Chelation and FLAA | USDOI/USGS | https://www.nemi.gov/methods/method_summary/9598/ | 0 |  | 8/12/2006 11:50:00 PM
187271 | I3492 | I3492 | R10BUNKER |  |  |  | 6/9/2011 9:34:20 PM
1483 | I3499 | Nickel in Water by FLAA | USDOI/USGS | I-3499 ~ USGS-NWQL ; Nickel, total recoverable FLAA |  | https://www.nemi.gov/methods/method_summary/5489/ | 8/12/2006 11:50:00 PM
1484 | I3500 | Nickel in Water by Chelation and FLAA | USDOI/USGS |  |  |  | 8/12/2006 11:50:00 PM
1485 | I3524 | Ammonia Nitrogen in Water Using an ISE | USDOI/USGS |  |  |  | 8/12/2006 11:50:00 PM
1486 | I3561 | Chemical Oxygen Demand by Colorimetry | USDOI/USGS | I-3561 ~ USGS-NWQL ; Chemical-oxygen-demand, water-suspended-sediments, colorimetry | 1 | https://www.nemi.gov/methods/method_summary/4765/ | 8/12/2006 11:50:00 PM
1487 | I3562(S) | Chemical Oxygen Demand by Titration | USDOI/USGS | in Sediment | 1 |  | 8/12/2006 11:50:00 PM
1488 | I3562(W) | Chemical Oxygen Demand by Titration | USDOI/USGS | in Water | 1 |  | 8/12/2006 11:50:00 PM
187259 | I3630 | I3630 | R10BUNKER |  |  |  | 6/9/2011 9:34:19 PM
1489 | I3631 | Potassium in Water by FLAA | USDOI/USGS | I-3631 ~ USGS-NWQL ; Potassium, total recoverable, FLAA |  | https://www.nemi.gov/methods/method_summary/5490/ | 8/12/2006 11:50:00 PM
193154 | I3735 | I3735 | R10BUNKER |  |  |  | 6/9/2011 9:34:20 PM
1490 | I3736 | Sodium in Water by FLAA | USDOI/USGS | I-3736 ~ USGS-NWQL ; Sodium, total recoverable, atomic absorption spectrometric |  | https://www.nemi.gov/methods/method_summary/5492/ | 8/12/2006 11:50:00 PM
1491 | I3750 | Residue by Evaporation and Gravimetric | USDOI/USGS | I-3750 ~ USGS-NWQL ; Solids, residue on evaporation at 105 degrees C, total, gravimetric |  | https://www.nemi.gov/methods/method_summary/5493/ | 8/12/2006 11:50:00 PM
1492 | I3765 | Residue by Evaporation and Gravimetric | USDOI/USGS | I-3765 ~ USGS-NWQL ; Solids, residue at 105 degrees C, suspended, gravimetric |  | https://www.nemi.gov/methods/method_summary/5495/ | 8/12/2006 11:50:00 PM
553625 | I3765 | I3765 | BUNKER_WQX | R10 lab - method for measuring TSS |  |  | 9/15/2015 5:09:53 PM
193153 | I3800 | I3800 | R10BUNKER |  |  |  | 6/9/2011 9:34:20 PM
1493 | I3840 | Sulfide in Water by Titration | USDOI/USGS | I-3840 ~ USGS-NWQL ; Sulfide, total, iodometric |  | https://www.nemi.gov/methods/method_summary/5498/ | 8/12/2006 11:50:00 PM
1494 | I3860 | Nephelometric Turbidity in Water | USDOI/USGS | I-3860 ~ USGS-NWQL ; Turbidity, nephelometric |  | https://www.nemi.gov/methods/method_summary/5499/ | 8/12/2006 11:50:00 PM
193143 | I3900 | I3900 | R10BUNKER |  |  |  | 6/15/2011 1:20:14 PM
764619 | I4020 | I4020 | SPIRITLK | I4020 - is a method utilized by USGS data |  |  | 2/27/2019 6:18:04 PM
1495 | I4062 | Arsenic in Water by HYDAA | USDOI/USGS | I-4062 ~ USGS-NWQL ; Arsenic, total, water, hydride _AA |  | https://www.nemi.gov/methods/method_summary/5549/ | 8/12/2006 11:50:00 PM
187268 | I4063 | I4063 | R10BUNKER |  |  |  | 6/9/2011 9:34:21 PM
301146 | I4063 | I4063 | SPIRITLK | I4063 - is the method from the analyte ID per USGS. |  |  | 2/23/2018 7:34:04 PM
187262 | I4138 | I4138 | R10BUNKER |  |  |  | 6/15/2011 1:20:34 PM
187267 | I4243 | I4243 | R10BUNKER |  |  |  | 6/9/2011 9:34:19 PM
1496 | I4302 | Cyanide in Water by Colorimetry | USDOI/USGS | I-4302 ~ USGS-NWQL ; Cyanide, whole water recoverable; colorimetric |  | https://www.nemi.gov/methods/method_summary/5671/ | 8/12/2006 11:50:00 PM
1497 | I4327 | Fluoride in Water Using an ISE | USDOI/USGS |  |  |  | 8/12/2006 11:50:00 PM
187263 | I4403 | I4403 | R10BUNKER |  |  |  | 6/15/2011 1:20:34 PM
730284 | I4464 | I4464 | NTHRNUTE | This is a analytical method from EPA USGS |  |  | 4/17/2018 5:06:58 PM
301147 | I4471 | I4471 | SPIRITLK | I4471- is the method from the analyte ID per USGS. |  |  | 2/27/2019 6:18:04 PM
187246 | I4471 | I4471 | R10BUNKER |  |  |  | 7/21/2011 6:40:21 PM
520995 | I4472 | I4472 | SPIRITLK | I4472 - P01007 |  |  | 2/23/2018 7:35:43 PM
187264 | I4503 | I4503 | R10BUNKER |  |  |  | 6/9/2011 9:34:20 PM
187251 | I4515 | I4515 | R10BUNKER |  |  |  | 6/15/2011 1:20:34 PM
301122 | I4515 | I4515 | SPIRITLK | I4515 - is the method from the analyte ID per USGS. |  |  | 2/23/2018 7:33:56 PM
1498 | I4521 | Ammonia Nitrogen in Water by Colorimetry | USDOI/USGS |  |  |  | 8/12/2006 11:50:00 PM
1499 | I4522 | Ammonia Nitrogen in Water by Colorimetry | USDOI/USGS |  |  |  | 8/12/2006 11:50:00 PM
1500 | I4523 | Ammonia Nitrogen in Water by Colorimetry | USDOI/USGS | https://www.nemi.gov/methods/method_summary/9607/ | 0 |  | 8/12/2006 11:50:00 PM
447454 | I4545 | USDOI/USGS TWRI Book 5 chapter 1 Method I4545 1985 | 21VASWCB |  |  |  | 4/6/2018 3:18:41 PM
1501 | I4552 | Ammonia Plus Organic Nitrogen in Water | USDOI/USGS |  |  |  | 8/12/2006 11:50:00 PM
198345 | I4600 | I4600 | R10BUNKER |  |  |  | 6/15/2011 1:20:12 PM
193152 | I4607 | I4607 | R10BUNKER |  |  |  | 6/9/2011 9:34:11 PM
301121 | I4610 | I4610 | SPIRITLK | I4610 - is the method from the analyte ID per USGS. |  |  | 2/23/2018 7:33:56 PM
187272 | I4610 | I4610 | R10BUNKER |  |  |  | 7/1/2011 4:21:56 PM
730281 | I4610 | I4610 | NTHRNUTE | This is a analytical method from USGS |  |  | 4/17/2018 5:06:56 PM
187269 | I4668 | I4668 | R10BUNKER |  |  |  | 6/9/2011 9:34:20 PM
187260 | I4724 | I4724 | R10BUNKER |  |  |  | 6/9/2011 9:34:20 PM
1502 | I5051 | Aluminum in Bottom Material by FLAA | USDOI/USGS |  |  |  | 8/12/2006 11:50:00 PM
1503 | I5055 | Antimony in Bottom Material by HYDAA | USDOI/USGS | I-5055 ~ USGS-NWQL ; Antimony, total in bottom material, various, hydride_AA |  | https://www.nemi.gov/methods/method_summary/5551/ | 8/12/2006 11:50:00 PM
1504 | I5060 | Arsenic in Bottom Material by Colorimetry | USDOI/USGS |  |  |  | 8/12/2006 11:50:00 PM
1505 | I5062 | Arsenic in Bottom Material by HYDAA | USDOI/USGS |  |  |  | 8/12/2006 11:50:00 PM
1506 | I5084 | Barium in Bottom Material by FLAA | USDOI/USGS | I-5084 ~ USGS-NWQL ; Barium, recoverable-from-bottom-material, dry wt |  | https://www.nemi.gov/methods/method_summary/5552/ | 8/12/2006 11:50:00 PM
1507 | I5095 | Beryllium in Bottom Material by FLAA | USDOI/USGS | I-5095 ~ USGS-NWQL ; Beryllium, recoverable- from -bottom-material, various, FLAA |  | https://www.nemi.gov/methods/method_summary/5553/ | 8/12/2006 11:50:00 PM
1508 | I5110 | Boron in Bottom Material by Colorimetry | USDOI/USGS |  |  |  | 8/12/2006 11:50:00 PM
1509 | I5135 | Cadmium in Bottom Material by FLAA | USDOI/USGS | I-5135 ~ USGS-NWQL ; Cadmium, recoverable-from-bottom-material, various, FLAA |  | https://www.nemi.gov/methods/method_summary/5554/ | 8/12/2006 11:50:00 PM
1510 | I5152 | Calcium in Bottom Material by FLAA | USDOI/USGS | I-5152 ~ USGS-NWQL ; Calcium, recoverable-from-bottom-material, various, FLAA |  | https://www.nemi.gov/methods/method_summary/5555/ | 8/12/2006 11:50:00 PM
1511 | I5236 | Chromium in Bottom Material by FLAA | USDOI/USGS |  |  |  | 8/12/2006 11:50:00 PM
1512 | I5239 | Cobalt in Bottom Material by FLAA | USDOI/USGS | I-5239 ~ USGS-NWQL ; Cobalt, recoverable-from-bottom-material, various, FLAA |  | https://www.nemi.gov/methods/method_summary/5556/ | 8/12/2006 11:50:00 PM
1513 | I5270 | Copper in Bottom Material by FLAA | USDOI/USGS | I-5270 ~ USGS-NWQL ; Copper, recoverable-from-bottom-material, dry wt, FLAA |  | https://www.nemi.gov/methods/method_summary/5684/ | 8/12/2006 11:50:00 PM
1514 | I5300 | CN in Bottom Material by Colorimetry | USDOI/USGS | https://www.nemi.gov/methods/method_summary/8938/ | 0 |  | 8/12/2006 11:50:00 PM
1515 | I5381 | Iron in Bottom Material by FLAA | USDOI/USGS | I-5381 ~ USGS-NWQL ; Iron, recoverable-from-bottom-material, dry wt, FLAA |  | https://www.nemi.gov/methods/method_summary/5685/ | 8/12/2006 11:50:00 PM
1516 | I5399 | Lead in Bottom Material by FLAA | USDOI/USGS | I-5399 ~ USGS-NWQL ; Lead, recoverable-from-bottom-material, FLAA |  | https://www.nemi.gov/methods/method_summary/5686/ | 8/12/2006 11:50:00 PM
1517 | I5425 | Lithium in Bottom Material by FLAA | USDOI/USGS | I-5425 ~ USGS-NWQL ; Lithium, recoverable-from-bottom-material, dry wt, FLAA |  | https://www.nemi.gov/methods/method_summary/5687/ | 8/12/2006 11:50:00 PM
1518 | I5447 | Magnesium in Bottom Material by FLAA | USDOI/USGS | I-5447 ~ USGS-NWQL ; Magnesium, recoverable-from-bottom-material, dry wt, FLAA |  | https://www.nemi.gov/methods/method_summary/5688/ | 8/12/2006 11:50:00 PM
1519 | I5454 | Manganese in Bottom Material by FLAA | USDOI/USGS | I-5454 ~ USGS-NWQL ; Manganese, recoverable-from-bottom-material, dry wt, FLAA |  | https://www.nemi.gov/methods/method_summary/5689/ | 8/12/2006 11:50:00 PM
1520 | I5462 | Mercury in Bottom Material by CVAA | USDOI/USGS | I-5462 ~ USGS-NWQL ; Mercury, recoverable-from-bottom-material, CVFAA |  | https://www.nemi.gov/methods/method_summary/5673/ | 8/12/2006 11:50:00 PM
1521 | I5473 | Metals in Sediment by FLAA | USDOI/USGS |  |  |  | 8/12/2006 11:50:00 PM
1522 | I5474 | Metals in Sediment by FLAA | USDOI/USGS |  |  |  | 8/12/2006 11:50:00 PM
1523 | I5475 | Metals in Sediment by HYDAA | USDOI/USGS |  |  |  | 8/12/2006 11:50:00 PM
1524 | I5490 | Molybdenum by Chelation and FLAA | USDOI/USGS |  |  |  | 8/12/2006 11:50:00 PM
1525 | I5499 | Nickel in Bottom Material by FLAA | USDOI/USGS | I-5499 ~ USGS-NWQL ; Nickel, recoverable-from-bottom-material, dry wt, FLAA |  | https://www.nemi.gov/methods/method_summary/5505/ | 8/12/2006 11:50:00 PM
1526 | I5553 | Ammonia plus Organic Nitrogen in Solids | USDOI/USGS | I-5553 ~ USGS-NWQL ; Nitrogen, ammonia plus organic, total-in-bottom-material, dry wt, titration |  | https://www.nemi.gov/methods/method_summary/5506/ | 8/12/2006 11:50:00 PM
1527 | I6062 | Arsenic in Bottom Material by HYDAA | USDOI/USGS | I-6062 ~ USGS-NWQL ; Arsenic, total in bottom material, various, hydride _AA |  | https://www.nemi.gov/methods/method_summary/5557/ | 8/12/2006 11:50:00 PM
1528 | I6302 | CN in Bottom Material by Colorimetry | USDOI/USGS | I-6302 ~ USGS-NWQL ; Cyanide, recoverable-from-bottom-material, dry wt, colorimetric |  | https://www.nemi.gov/methods/method_summary/5690/ | 8/12/2006 11:50:00 PM
1529 | I6522 | Ammonia Nitrogen by Colorimetry in Solid | USDOI/USGS | https://www.nemi.gov/methods/method_summary/8908/ | 0 |  | 8/12/2006 11:50:00 PM
1530 | I6523 | Ammonia Nitrogen by Colorimetry in Solid | USDOI/USGS |  |  |  | 8/12/2006 11:50:00 PM
1531 | I6552 | Ammonia Plus Organic Nitrogen in Solids | USDOI/USGS |  |  |  | 8/12/2006 11:50:00 PM
3064 | I6600 | Phosphorous by Auto-Discrete Colorimetry | USDOI/USGS |  |  |  | 9/25/2007 11:06:33 AM
1532 | I7051 | Aluminum in Water by FLAA | USDOI/USGS |  |  |  | 8/12/2006 11:50:00 PM
1533 | I7052 | Aluminum in Water by Chelation and FLAA | USDOI/USGS |  |  |  | 8/12/2006 11:50:00 PM
1534 | I7054 | Aluminum by D-C Plasma Spectrometry | USDOI/USGS | I-7054 ~ USGS-NWQL ; Aluminum, suspended recoverable, water, DCP |  | https://www.nemi.gov/methods/method_summary/5558/ | 8/12/2006 11:50:00 PM
1535 | I7055 | Antimony in Water by Hydride AA | USDOI/USGS | I-7055 ~ USGS-NWQL ; Antimony, suspended total, water, hydride _AA |  | https://www.nemi.gov/methods/method_summary/5559/ | 8/12/2006 11:50:00 PM
1536 | I7060 | Arsenic in Water by Colorimetry | USDOI/USGS |  |  |  | 8/12/2006 11:50:00 PM
1537 | I7062 | Arsenic in Water by HYDAA | USDOI/USGS | I-7062 ~ USGS-NWQL ; Arsenic, suspended-total, water, hydride_AA |  | https://www.nemi.gov/methods/method_summary/5560/ | 8/12/2006 11:50:00 PM
1538 | I7084 | Barium in Water by FLAA | USDOI/USGS | I-7084 ~ USGS-NWQL ; Barium, suspended-recoverable, water, FLAA |  | https://www.nemi.gov/methods/method_summary/5561/ | 8/12/2006 11:50:00 PM
1539 | I7095 | Beryllium in Water by FLAA | USDOI/USGS | I-7095 ~ USGS-NWQL ; Beryllium, suspended-recoverable, water, FLAA |  | https://www.nemi.gov/methods/method_summary/5562/ | 8/12/2006 11:50:00 PM
1540 | I7110 | Boron in Water by Colorimetry | USDOI/USGS |  |  |  | 8/12/2006 11:50:00 PM
1541 | I7112 | Boron in Water by Colorimetry | USDOI/USGS |  |  |  | 8/12/2006 11:50:00 PM
1542 | I7135 | Cadmium in Water by FLAA | USDOI/USGS | I-7135 ~ USGS-NWQL ; Cadmium, suspended-recoverable, water, FLAA |  | https://www.nemi.gov/methods/method_summary/5563/ | 8/12/2006 11:50:00 PM
1543 | I7136 | Cadmium in Water by Chelation and FLAA | USDOI/USGS |  |  |  | 8/12/2006 11:50:00 PM
1544 | I7152 | Calcium in Water by FLAA | USDOI/USGS | I-7152 ~ USGS-NWQL ; Calcium, suspended-recoverable, water, FLAA |  | https://www.nemi.gov/methods/method_summary/5564/ | 8/12/2006 11:50:00 PM
1545 | I7236 | Chromium in Water by FLAA | USDOI/USGS |  |  |  | 8/12/2006 11:50:00 PM
1546 | I7238 | Chromium in Water by Chelation and FLAA | USDOI/USGS |  |  |  | 8/12/2006 11:50:00 PM
1547 | I7239 | Cobalt in Water by FLAA | USDOI/USGS | I-7239 ~ USGS-NWQL ; Cobalt, suspended-recoverable, water, FLAA |  | https://www.nemi.gov/methods/method_summary/5565/ | 8/12/2006 11:50:00 PM
1548 | I7240 | Cobalt in Water by Chelation and FLAA | USDOI/USGS |  |  |  | 8/12/2006 11:50:00 PM
1549 | I7270 | Copper in Water by FLAA | USDOI/USGS | I-7270 ~ USGS-NWQL ; Copper, suspended recoverable from water; by FLAA. |  | https://www.nemi.gov/methods/method_summary/5674/ | 8/12/2006 11:50:00 PM
1550 | I7271 | Copper in Water by Chelation and FLAA | USDOI/USGS |  |  |  | 8/12/2006 11:50:00 PM
1551 | I7325 | Fluoride in Water by Colorimetry | USDOI/USGS |  |  |  | 8/12/2006 11:50:00 PM
1552 | I7327 | Fluoride in Water Using an ISE | USDOI/USGS |  | 0 |  | 8/12/2006 11:50:00 PM
1553 | I7381 | Iron in Water by FLAA | USDOI/USGS | I-7381 ~ USGS-NWQL ; Iron, water, suspended recoverable by FLAA |  | https://www.nemi.gov/methods/method_summary/5675/ | 8/12/2006 11:50:00 PM
1554 | I7399 | Lead in Water by FLAA | USDOI/USGS | I-7399 ~ USGS-NWQL ; Lead, suspended recoverable, FLAA |  | https://www.nemi.gov/methods/method_summary/5676/ | 8/12/2006 11:50:00 PM
1555 | I7400 | Lead in Water by Chelation and FLAA | USDOI/USGS |  |  |  | 8/12/2006 11:50:00 PM
1556 | I7425 | Lithium in Water by FLAA | USDOI/USGS | I-7425 ~ USGS-NWQL ; Lithium, suspended recoverable, FLAA |  | https://www.nemi.gov/methods/method_summary/5677/ | 8/12/2006 11:50:00 PM
1557 | I7447 | Magnesium in Water by FLAA | USDOI/USGS | I-7447 ~ USGS-NWQL ; Magnesium, suspended recoverable, FLAA |  | https://www.nemi.gov/methods/method_summary/5678/ | 8/12/2006 11:50:00 PM
1558 | I7454 | Manganese in Water by FLAA | USDOI/USGS | I-7454 ~ USGS-NWQL ; Manganese, suspended recoverable, FLAA |  | https://www.nemi.gov/methods/method_summary/5679/ | 8/12/2006 11:50:00 PM
1559 | I7462 | Mercury in Water by CVAA | USDOI/USGS | I-7462 ~ USGS-NWQL ; Mercury, suspended recoverable, CVFAA |  | https://www.nemi.gov/methods/method_summary/5680/ | 8/12/2006 11:50:00 PM
1560 | I7490 | Molybdenum by Chelation and FLAA | USDOI/USGS |  |  |  | 8/12/2006 11:50:00 PM
1561 | I7499 | Nickel in Water by FLAA | USDOI/USGS | I-7499 ~ USGS-NWQL ; Nickel, suspended recoverable, calculation from FLAA |  | https://www.nemi.gov/methods/method_summary/5512/ | 8/12/2006 11:50:00 PM
1562 | I7500 | Nickel in Water by Chelation and FLAA | USDOI/USGS |  |  |  | 8/12/2006 11:50:00 PM
525274 | I751-8 | Total Dissolved Solids | PRAIRIEBAND | USGS Method I751-8 |  |  | 1/30/2015 2:46:52 PM
1563 | I7552 | Ammonia Plus Organic Nitrogen in Water | USDOI/USGS |  |  |  | 8/12/2006 11:50:00 PM
213406 | I8000 | I8000 | R10BUNKER |  |  |  | 7/1/2011 5:43:11 PM
731970 | IC-ICP-MS | ion chromatography - inductively coupled plasma - mass spec. | EPA_GLNPO |  |  |  | 4/19/2016 12:37:42 PM
740870 | IC003 | IC003 | AZDEQ_SW |  |  |  | 11/10/2017 2:37:44 PM
301137 | IC022 | IC022 | SPIRITLK | IC022 - is the method from the analyte ID per USGS. It is related to P00940, P00945 |  |  | 2/23/2018 7:33:56 PM
740869 | IC022 | IC022 | AZDEQ_SW |  |  |  | 11/10/2017 2:37:44 PM
730259 | IC022 | IC022 | NTHRNUTE | This is a analytical method from EPA USGS-WRD |  |  | 4/17/2018 5:06:54 PM
63113 | ICAP-SCAN-MDEQ-WQ | Metals Scan via Inductively Coupled Argon Plasma Spectroscopy | MDEQ_WQ_WQX |  |  |  | 12/3/2009 2:48:08 PM
2419 | ICP-AES | Inductively Coupled Plasma | USEPA |  |  |  | 8/12/2006 11:50:00 PM
507201 | ICP-AES SOLIDS | Metals for sediment and fish tissue by ICP-AES | HI301H_WQX |  |  |  | 7/31/2012 9:56:23 PM
505228 | ICP-AES SOLIDS | Metals for sediment and fish tissue by ICP-AES | TESTGCSWQX |  |  |  | 6/28/2012 2:00:53 PM
20193 | ICP-AES(NCA) | ICP-AES(NCA) | EMAP_CS_WQX | Inductively Coupled Plasma Atomic Emission Spectrometer used for EMAP-NCA Northeast Sediment Chemistry analyses |  |  | 6/17/2009 11:47:52 AM
530349 | ICP-AES-U | Inductively Coupled Plasma - Atomic Emission Spectrometry, unspecified | MNPCA_AGW |  |  |  | 2/1/2019 11:58:45 AM
530309 | ICP-MS-U | Inductively Coupled Plasma - Mass Spectrometry, unspecified | MNPCA_AGW |  |  |  | 2/1/2019 11:58:43 AM
562049 | ICP-MS-U | Inductively Coupled Plasma - Mass Spectrometry, unspecified | MNPCA |  |  |  | 6/6/2016 11:24:33 AM
736007 | ICP/AES | Inductively coupled plasma-atomic emission spectrometry (ICP-AES) | OST_SHPD |  |  |  | 6/29/2017 7:42:27 AM
730225 | ICP/AES | Inductively coupled plasma-atomic emission spectrometry (ICP-AES) | OST_SHPD_TEST |  |  |  | 5/6/2017 8:53:25 AM
730221 | ICP/AES | Inductively coupled plasma-atomic emission spectrometry (ICP-AES) | WQXTEST |  |  |  | 3/11/2016 12:26:21 PM
213577 | ICP/MS | DISSOLVED METALS BY ICP/MS | 21ARIZ_WQX |  |  |  | 12/4/2015 12:03:16 PM
274951 | IDEXX COLISURE | Colisure Test Kit Procedure | MNPCA |  |  |  | 6/3/2016 12:11:54 PM
40916 | IDEXX-ENTEROLERT2000 | IDEXX-ENTEROLERT2000 | 21AQ_WQX |  |  |  | 7/23/2009 1:02:09 AM
107204 | IDX | IDEXX | MEDEP_WQX |  |  |  | 9/9/2015 10:23:08 AM
733423 | IFQAL_GC/MS | GC/MS | ISDA_WQX | GC/MS |  |  | 1/10/2017 12:33:23 PM
733422 | IFQAL_GC/MS/MS | GC/MS/MS | ISDA_WQX | GC/MS/MS |  |  | 1/10/2017 12:33:23 PM
733424 | IFQAL_LC/MS/MS+ | LC/MS/MS+ | ISDA_WQX | LC/MS/MS+ |  |  | 1/10/2017 12:33:23 PM
733425 | IFQAL_LC/MS/MS- | LC/MS/MS- | ISDA_WQX | LC/MS/MS- |  |  | 1/10/2017 12:33:23 PM
735967 | III | Biochemical Oxygen Demand (BOD) | 31ISC2RS_WQX |  |  |  | 4/30/2018 10:08:13 AM
565578 | ILM 05.3 | MULTI-MEDIA, MULTI-CONCENTRATION INORGANIC ANALYSIS | 21ARIZ_WQX |  |  |  | 11/26/2015 12:11:36 AM
2420 | IM-002-1 | Field Screening by Portable XRF | USEPA |  |  |  | 8/12/2006 11:50:00 PM
2421 | IM-003-1 | Metals by Flame AA | USEPA |  |  |  | 8/12/2006 11:50:00 PM
566689 | IMAl_Difference | Calculation for Inorganic Monomeric Aluminum by difference | USFSWHITEMT | Calculation for Inorganic Monomeric Aluminum By Difference (TMAl-OMAl) |  |  | 2/11/2016 10:48:59 AM
109835 | IMMUNOASSAY | UHL Immunoassay | NEIARCD_WQX |  |  |  | 9/21/2011 10:54:59 AM
734688 | IMS/ATP | IMS/ATP Rapid Method for the Determination of E. coli Concentrations in Recreational Waters | USDOI/USGS | Rapid detection of Escherichia coli and enterococci inrecreational water using an immunomagneticseparation⁄adenosine triphosphate techniquehttps://oh.water.usgs.gov/Ohio_Outreach/NAWQA-QW%20Conf-%20IMS-ATP%20Rapid%20Method.doc |  |  | 4/21/2017 8:25:51 AM
741487 | IN IDEM FISH COMMUNI | Standard Operating Procedures for Conducting Rapid Assessment of Ambient Water Quality Using Fish | INSTOR_WQX | Using various standardized electrofishing methodologies, fish are collected in 1/8-inch mesh nets in a reach of 15 times the average wetted width, minimum reach of 50 meters and a maximum reach of 500 meters. Fish less than 20 millimeters (mm) total length are not retained in the sample. Data recorded includes: number of individuals, minimum and maximum total length (mm), mass weight in grams (g), and number of individuals with deformities, eroded fins, lesions, and tumors (DELTs). |  |  | 9/25/2017 10:59:54 AM
741480 | IN IDEM FISH COMMUNI | Standard Operating Procedures for Conducting Rapid Assessment of Ambient Water Quality Using Fish | 21INDEM | Using various standardized electrofishing methodologies, fish are collected in 1/8-inch mesh nets in a reach of 15 times the average wetted width, minimum reach of 50 meters and a maximum reach of 500 meters. Fish less than 20 millimeters (mm) total length are not retained in the sample. Data recorded includes: number of individuals, minimum and maximum total length (mm), mass weight in grams (g), and number of individuals with deformities, eroded fins, lesions, and tumors (DELTs). |  |  | 9/22/2017 4:00:30 PM
741486 | IN IDEM HESTER-DENDY | Standard Operating Procedures for Conducting Rapid Assessment of Ambient Water Quality Using Benthic Macroinvertebrates | INSTOR_WQX | A Hester-Dendy artificial substrate sampler, consisting of three individual multi-plate samplers, is deployed in at least two feet of water and retrieved after six weeks to allow for colonization. The plates are scraped in the laboratory for a 100-organism sub-sample pick and identified to at least Family level. |  |  | 9/25/2017 10:59:38 AM
741479 | IN IDEM HESTER-DENDY | Standard Operating Procedures for Conducting Rapid Assessment of Ambient Water Quality Using Benthic Macroinvertebrates | 21INDEM | A Hester-Dendy artificial substrate sampler, consisting of three individual multi-plate samplers, is deployed in at least two feet of water and retrieved after six weeks to allow for colonization. The plates are scraped in the laboratory for a 100-organism sub-sample pick and identified to at least Family level. |  |  | 9/22/2017 4:01:00 PM
741478 | IN IDEM KICK | Standard Operating Procedures for Conducting Rapid Assessment of Ambient Water Quality Using Benthic Macroinvertebrates | 21INDEM | Samples are collected by disturbing two different 1-meter square areas and capturing the dislodged organisms in a 1-meter square kick screen immediately downstream of the kicked area. After sieve elutriation, the sample is taken back to the laboratory for a 100-organism sub-sample pick and identified to at least Family level. |  |  | 9/22/2017 3:59:37 PM
741485 | IN IDEM KICK | Standard Operating Procedures for Conducting Rapid Assessment of Ambient Water Quality Using Benthic Macroinvertebrates | INSTOR_WQX | Samples are collected by disturbing two different 1-meter square areas and capturing the dislodged organisms in a 1-meter square kick screen immediately downstream of the kicked area. After sieve elutriation, the sample is taken back to the laboratory for a 100-organism sub-sample pick and identified to at least Family level. |  |  | 9/25/2017 10:59:19 AM
741477 | IN IDEM MHAB | Multi-habitat (MHAB) Macroinvertebrate Collection Procedure | 21INDEM | Using a D-frame dip net, a 1-minute "kick" sample is collected within a riffle and composited with a 50 meter "sweep" sample of shoreline habitats. After sieve elutriation, a 15-minute pick of single organisms occurs while on-site. The resulting picked sample is returned to the laboratory for identification at the lowest practical taxonomic level. |  |  | 9/22/2017 3:59:13 PM
741484 | IN IDEM MHAB | Multi-habitat (MHAB) Macroinvertebrate Collection Procedure | INSTOR_WQX | Using a D-frame dip net, a 1-minute "kick" sample is collected within a riffle and composited with a 50 meter "sweep" sample of shoreline habitats. After sieve elutriation, a 15-minute pick of single organisms occurs while on-site. The resulting picked sample is returned to the laboratory for identification at the lowest practical taxonomic level. |  |  | 9/25/2017 10:58:59 AM
193136 | IN-CLP | IN-CLP | R10BUNKER |  |  |  | 6/28/2011 1:40:55 PM
561747 | IN-CLP | Inorganics - CLP | R10MIDNITE |  |  |  | 4/1/2015 6:25:10 PM
193139 | IN-CLP-LOW | IN-CLP-LOW | R10BUNKER |  |  |  | 6/27/2011 12:25:20 PM
561645 | IN-CLP-LOW | Inorganics-CLP-Low Concentration | R10MIDNITE |  |  |  | 4/1/2015 6:03:00 PM
262284 | IN-GU04:Nutrients | Nutrient analyses from water samples | EMAP_CS_WQX | EMAP-West Guam 2004 procedures: Total suspended solids samples were analyzed using SM2540D. Dissolved inorganic phosphate samples were analyzed using SM4500P method for a Flow Injection Analysis System. Ammonium samples were analyzed using EPA-350.1 procedure: Nitrogen, Ammonia - Semi-Automated Colotimetry. US EPA Method 353.2 was used to analyze Nitrate and Nitrite: Nitrogen, Nitrate-Nitrite - Colorimetric/Cadmium. |  |  | 12/21/2011 9:19:21 AM
762664 | In-House | In-House Lab Testing | O_MTRIBE_WQX | In-House Lab Testing |  |  | 2/28/2019 3:45:56 PM
4759 | INDEX VELOCITY | Computing Discharge Using the Index Velocity Method | USDOI/USGS | Computing Discharge Using the Index Velocity Method ~ USGS ; Levesque, V.A., and Oberg, K.A |  | https://www.nemi.gov/methods/sams_method_summary/11964/ | 7/31/2013 12:00:00 AM
505827 | INDU_GLKN_BCHMK | Water Level | 11NPSWRD_WQX | A stadia rod, eye level, and established shoreline benchmark are used to measure water level. See associated citation for details. Elias, J.E. and R. Wise; 2007; Standard operating procedure #4: Measuring water levels. in Elias, J.E., R. Axler, and E. Ruzycki. 2007. Water quality monitoring protocol for inland lakes, Version 1.0.; National Park Service, Great Lakes Network; 8 pp. |  |  | 4/27/2016 5:06:20 PM
505819 | INDU_GLKN_HL_DS4X | Multiprobe Field Analysis with Hydrolab 4X | 11NPSWRD_WQX | Datalogger, Hydrolab, Surveyor 4a; Datasonde (multiprobe), Hydrolab, 4x Axler, R., E. Ruzycki, and J.E. Elias; 2007; Standard operating procedure #6: Field measurements and water sample collection. in Elias, J.E., R. Axler, and E. Ruzycki. 2007. Water quality monitoring protocol for inland lakes, Version 1.0.; National Park Service, Great Lakes Network; 38 pp. |  |  | 4/27/2016 5:06:08 PM
505823 | INDU_GLKN_HL_MS5.0 | Multiprobe Field Analysis Hydrolab MS5.0 | 11NPSWRD_WQX | Datalogger, Hydrolab, Surveyor 4a; DataSonde(multiprobe), Hydrolab, MS5.0 Axler, R., E. Ruzycki, and J.E. Elias; 2007; Standard operating procedure #6: Field measurements and water sample collection. in Elias, J.E., R. Axler, and E. Ruzycki. 2007. Water quality monitoring protocol for inland lakes, Version 1.0.; National Park Service, Great Lakes Network; 38 pp. |  |  | 4/27/2016 5:07:29 PM
505828 | INDU_GLKN_MT132 | Multiprobe Field Analysis with Eureka Manta M09050132 | 11NPSWRD_WQX | Datalogger, Eureka Amphibian; DataSonde(multiprobe), Eureka Manta, Model #M09050132 Axler, R., E. Ruzycki, and J.E. Elias; 2007; Standard operating procedure #6: Field measurements and water sample collection. in Elias, J.E., R. Axler, and E. Ruzycki. 2007. Water quality monitoring protocol for inland lakes, Version 1.0.; National Park Service, Great Lakes Network; 38 pp. |  |  | 4/27/2016 5:08:09 PM
505825 | INDU_GLKN_SECHI | Secchi Disk | 11NPSWRD_WQX | Axler, R., E. Ruzycki, and J.E. Elias; 2007; Standard operating procedure #6: Field measurements and water sample collection. in Elias, J.E., R. Axler, and E. Ruzycki. 2007. Water quality monitoring protocol for inland lakes, Version 1.0.; National Park Service, Great Lakes Network; 38 pp. |  |  | 4/27/2016 5:06:20 PM
505824 | INDU_GLKN_THERM | Thermometer | 11NPSWRD_WQX | Axler, R., E. Ruzycki, and J.E. Elias; 2007; Standard operating procedure #6: Field measurements and water sample collection. in Elias, J.E., R. Axler, and E. Ruzycki. 2007. Water quality monitoring protocol for inland lakes, Version 1.0.; National Park Service, Great Lakes Network; 38 pp. |  |  | 4/27/2016 5:06:20 PM
505822 | INDU_GLKN_TP/TN | Alkaline Persulfate Digestion for Total N and P in Water | 11NPSWRD_WQX | Patton, C.J. and J.R. Kryskalla; 2003; Methods of analysis by the U.S. Geological Survey National Water Quality Laboratory--Evaluation of alkaline persulfate digestion as an alternative to Kjeldahl digestion for determination of total and dissolved nitrogen and phosphorus in water: U.S. Geological Survey Water-Resources Investigations Report 03-4174; U.S. Geological Survey; 33 pp. |  |  | 4/27/2016 5:05:53 PM
505826 | INDU_GLKN_TTUBE | Transparency Tube | 11NPSWRD_WQX | 120+cm clear tube with mini secchi disk and valve at bottom Axler, R., E. Ruzycki, and J.E. Elias; 2007; Standard operating procedure #6: Field measurements and water sample collection. in Elias, J.E., R. Axler, and E. Ruzycki. 2007. Water quality monitoring protocol for inland lakes, Version 1.0.; National Park Service, Great Lakes Network; 38 pp. |  |  | 4/27/2016 5:06:20 PM
529872 | INDU_GLKN_YSIPROPLUS | Multiprobe Field Analysis with YSI ProPlus | 11NPSWRD_WQX | Axler, R., E. Ruzycki, and J.E. Elias; 2010; Standard operating procedure #6: Field measurements and water sample collection, Version 1.1. in Elias, J.E., R. Axler, and E. Ruzycki. 2008. Water quality monitoring protocol for inland lakes, Version 1.0.; National Park Service, Great Lakes Network; 29 pp. |  |  | 4/27/2016 5:18:46 PM
764338 | INHOUSE | Jamul In-House Lab Sampling | JAMUL_WQX |  |  |  | 11/29/2018 2:42:17 PM
735965 | INHOUSELAB | Iowa In-House Lab Testing | IOWATROK_WQX | For in-house lab samples for Alkalinity, Hardness, Total Coliform, and E.coli |  |  | 2/26/2019 2:46:28 PM
2422 | INTERIM1 | Hydrogen Cyanide Released from Wastes | USEPA |  |  |  | 8/12/2006 11:50:00 PM
2423 | INTERIM2 | Hydrogen Sulfide Released from Wastes | USEPA |  |  |  | 8/12/2006 11:50:00 PM
5060 | IO-3.3 | Metals in Ambient Particulate Matter Using X-Ray Fluorescence (XRF) Spectroscopy | USEPA | IO-3.3 ~ EPA-ORD / EPA-OST ; Metals in Ambient Particulate Matter Using X-Ray Fluorescence (XRF) Spectroscopy |  | https://www.nemi.gov/methods/method_summary/10636/ | 7/31/2013 12:00:00 AM
109856 | IONPAC | Ion chromatograhpy with IONPAC | COE/ISU_WQX | Citation: Installation Instructions and Troubleshooting Guide for the IONPAC CG12A Guard Column and the IONPAC CS12a Analytical Column |  |  | 10/27/2010 1:57:29 PM
522128 | IOWATER | Transparency, Tube with Disk | NEIARCD_WQX | The IOWATER Program uses a 60 cm transparency tube for their volunteer water monitoring program |  |  | 1/31/2013 11:05:17 AM
274923 | IOWATER | IOWATER Chemical/Physical Assessment | 21IOWA_WQX | Citation: Iowater Training Manual |  |  | 12/22/2014 2:04:47 PM
2424 | IP-10A | Respirable Particulates in Indoor Air | USEPA |  |  |  | 8/12/2006 11:50:00 PM
2425 | IP-10B | Respirable Particulates in Indoor Air | USEPA |  |  |  | 8/12/2006 11:50:00 PM
2426 | IP-1A | Volatiles in Air - SUMMA Canister | USEPA |  |  |  | 8/12/2006 11:50:00 PM
2427 | IP-1A-B | Volatiles in Air - Portable GC/PID | USEPA |  |  |  | 8/12/2006 11:50:00 PM
2428 | IP-1A-C | Installation and Operation Procedure | USEPA |  |  |  | 8/12/2006 11:50:00 PM
2429 | IP-1B | Volatiles in Air - Adsorbent Tubes | USEPA |  |  |  | 8/12/2006 11:50:00 PM
2430 | IP-2A | Nicotine in Indoor Air - XAD-4 | USEPA |  |  |  | 8/12/2006 11:50:00 PM
2431 | IP-2B | Nicotine in Indoor Air-Cassette | USEPA |  |  |  | 8/12/2006 11:50:00 PM
2432 | IP-3A | Carbon Monoxide in Air - NDIR | USEPA |  |  |  | 8/12/2006 11:50:00 PM
2433 | IP-3B | Carbon Monoxide in Air - GFC | USEPA |  |  |  | 8/12/2006 11:50:00 PM
2434 | IP-3C | Carbon Monoxide in Air - ECO | USEPA |  |  |  | 8/12/2006 11:50:00 PM
2435 | IP-5A | Nitrogen Dioxide - Air, Luminescence | USEPA |  |  |  | 8/12/2006 11:50:00 PM
2436 | IP-5B | Nitrogen Dioxide - Air, Palmes Tubes | USEPA |  |  |  | 8/12/2006 11:50:00 PM
2437 | IP-5C | Nitrogen Dioxide - Air, IONCHR | USEPA |  |  |  | 8/12/2006 11:50:00 PM
2438 | IP-6A | Formaldehyde - Indoor Air, HPLC | USEPA |  |  |  | 8/12/2006 11:50:00 PM
2439 | IP-6B | Formaldehyde in Air - Colorimetric | USEPA |  |  |  | 8/12/2006 11:50:00 PM
2440 | IP-6C | Formaldehyde in Air - Passive Sampling | USEPA |  |  |  | 8/12/2006 11:50:00 PM
2441 | IP-7-A | B(a)P in Air by GC/FID and GC/MS | USEPA |  |  |  | 8/12/2006 11:50:00 PM
2442 | IP-7-B | B(a)P and PAHs in Air by HPLC | USEPA |  |  |  | 8/12/2006 11:50:00 PM
2443 | IP-8 | Organochlorine Pesticides - Indoor Air | USEPA |  |  |  | 8/12/2006 11:50:00 PM
741215 | ISDH | ISDH | INSTOR_WQX |  |  |  | 8/31/2017 2:48:33 PM
301132 | ISE05 | ISE05 | SPIRITLK | ISE05 - is the method from the analyte ID per USGS. It is related to P00950. |  |  | 2/23/2018 7:33:56 PM
262286 | ISM01.2 HARD CALC | CLP ICP AES HARDNESS CALC | TGENVIRO | CLP SOW ISM01.2 for Hardness (Calc) SM2340B via ICP AES. |  |  | 9/20/2013 4:08:28 PM
262288 | ISM01.2 Hg | CLP Hg | TGENVIRO | CLP SOW ISM01.2 for Hg by CVAA. |  |  | 9/18/2013 5:59:50 PM
262285 | ISM01.2 ICP AES | CLP ICP-AES | TGENVIRO | CLP SOW ISM01.2 for ICP-AES Metals. |  |  | 9/20/2013 4:08:27 PM
458957 | ISM01.2 ICP AES Phos | CLP ICP-AES / Phosphorus | TGENVIRO | CLP SOW ISM01.2 for Phosphorus via ICP AES |  |  | 9/20/2013 4:08:28 PM
262287 | ISM01.2 ICP MS | CLP ICP-MS | TGENVIRO | CLP SOW ISM01.2 for ICP-MS Metals. |  |  | 9/20/2013 4:08:28 PM
458961 | ISM01.3 HARD CALC | CLP ICP AES HARDNESS CALC | TGENVIRO | CLP SOW ISM01.3 for Hardness (Calc) SM2340B via ICP AES. |  |  | 9/18/2013 5:59:57 PM
532774 | ISM01.3 HG | CLP ISM01.3 HG | SALTCHUCK_WQX | CLP ISM01.3 HG |  |  | 5/1/2014 7:55:44 PM
530144 | ISM01.3 HG | ISM01.3 HG | BUNKER_WQX | CLP ISM01.3 HG |  |  | 9/15/2015 5:09:55 PM
458998 | ISM01.3 Hg | CLP Hg | TGENVIRO | CLP SOW ISM01.3 for Hg by CVAA. |  |  | 1/26/2016 12:17:08 PM
530145 | ISM01.3 ICP AES | CLP ICP AES | BUNKER_WQX | CLP ISM01.3 ICP AES |  |  | 9/15/2015 5:09:53 PM
458959 | ISM01.3 ICP AES | CLP ICP-AES | TGENVIRO | CLP SOW ISM01.3 for ICP-AES Metals. |  |  | 1/26/2016 12:17:09 PM
532773 | ISM01.3 ICP AES | CLP ICP-AES | SALTCHUCK_WQX | CLP sow ISM01.3 ICP AES |  |  | 5/1/2014 7:55:44 PM
458960 | ISM01.3 ICP AES Phos | CLP ICP-AES / Phosphorus | TGENVIRO | CLP SOW ISM01.3 for Phosphorus via ICP AES |  |  | 4/9/2012 11:22:30 AM
530146 | ISM01.3 ICP MS | CLP ICP MS | BUNKER_WQX | CLP ISM01.3 ICP MS |  |  | 9/15/2015 5:09:54 PM
458958 | ISM01.3 ICP MS | CLP ICP-MS | TGENVIRO | CLP SOW ISM01.3 for ICP-MS Metals. |  |  | 1/26/2016 12:17:08 PM
532772 | ISM01.3 ICP MS | CLP ICP-MS | SALTCHUCK_WQX | CLP SOW ISM01.3 for ICP-MS Metals. |  |  | 5/1/2014 7:55:45 PM
566357 | ISM02.2 Hg | CLP Hg | TGENVIRO | CLP SOW ISM02.2 for Hg by CVAA. |  |  | 1/13/2016 5:25:40 PM
566358 | ISM02.2 ICP-AES | CLP ICP-AES | TGENVIRO | CLP SOW ISM02.2 for ICP-AES Metals. |  |  | 1/19/2016 5:01:51 PM
566134 | ISM02.2 ICP-MS | CLP ICP-MS | TGENVIRO | CLP SOW ISM02.2 for ICP-MS Metals |  |  | 1/19/2016 5:01:50 PM
763089 | ISO 7027 | ISO 7027 | INSTOR_WQX |  |  |  | 10/18/2018 12:46:17 PM
511140 | ISO 7888:1995 | Determination of electrical conductivity | 21IOWA_WQX |  |  |  | 12/26/2014 1:19:35 PM
213664 | ISOTOPIC ANALYSIS | ISOTOPIC ANALYSIS | 21ARIZ_WQX |  |  |  | 5/12/2016 1:26:41 AM
505810 | ISRO_GLKN_BCHMK | Water Level | 11NPSWRD_WQX | A stadia rod, eye level, and established shoreline benchmark are used to measure water level. See associated citation for details. Elias, J.E. and R. Wise; 2007; Standard operating procedure #4: Measuring water levels. in Elias, J.E., R. Axler, and E. Ruzycki. 2007. Water quality monitoring protocol for inland lakes, Version 1.0.; National Park Service, Great Lakes Network; 8 pp. |  |  | 4/27/2016 5:05:41 PM
505813 | ISRO_GLKN_HL_MS5.0 | Multiprobe Field Analysis Hydrolab MS5.0 | 11NPSWRD_WQX | Datalogger, Hydrolab, Surveyor 4a; DataSonde(multiprobe), Hydrolab, MS5.0 Axler, R., E. Ruzycki, and J.E. Elias; 2007; Standard operating procedure #6: Field measurements and water sample collection. in Elias, J.E., R. Axler, and E. Ruzycki. 2007. Water quality monitoring protocol for inland lakes, Version 1.0.; National Park Service, Great Lakes Network; 38 pp. |  |  | 4/12/2013 1:58:24 PM
533069 | ISRO_GLKN_MM011 | Multiprobe Field Analysis with Eureka Manta MM011 | 11NPSWRD_WQX | Axler, R., E. Ruzycki, and J.E. Elias; 2010; Standard operating procedure #6: Field measurements and water sample collection, Version 1.1. in Elias, J.E., R. Axler, and E. Ruzycki. 2008. Water quality monitoring protocol for inland lakes, Version 1.0.; National Park Service, Great Lakes Network; 29 pp. |  |  | 4/27/2016 5:06:57 PM
529870 | ISRO_GLKN_MM526 | Multiprobe Field Analysis with Eureka Manta MM526 | 11NPSWRD_WQX | Datalogger, Eureka Amphibian; DataSonde(multiprobe), Eureka Manta 2 Sub 2, Model #MM526 Axler, R., E. Ruzycki, and J.E. Elias; 2010; Standard operating procedure #6: Field measurements and water sample collection, Version 1.1. in Elias, J.E., R. Axler, and E. Ruzycki. 2008. Water quality monitoring protocol for inland lakes, Version 1.0.; National Park Service, Great Lakes Network; 29 pp. |  |  | 4/27/2016 5:05:45 PM
505811 | ISRO_GLKN_MT132 | Multiprobe Field Analysis with Eureka Manta M09050132 | 11NPSWRD_WQX | Datalogger, Eureka Amphibian; DataSonde(multiprobe), Eureka Manta, Model #M09050132 Axler, R., E. Ruzycki, and J.E. Elias; 2007; Standard operating procedure #6: Field measurements and water sample collection. in Elias, J.E., R. Axler, and E. Ruzycki. 2007. Water quality monitoring protocol for inland lakes, Version 1.0.; National Park Service, Great Lakes Network; 38 pp. |  |  | 4/27/2016 5:06:23 PM
505807 | ISRO_GLKN_MT178 | Multiprobe Field Analysis with Eureka Manta M178 | 11NPSWRD_WQX | Datalogger, Eureka Amphibian; DataSonde(multiprobe), Eureka Manta 2, Model #M178 Axler, R., E. Ruzycki, and J.E. Elias; 2007; Standard operating procedure #6: Field measurements and water sample collection. in Elias, J.E., R. Axler, and E. Ruzycki. 2007. Water quality monitoring protocol for inland lakes, Version 1.0.; National Park Service, Great Lakes Network; 38 pp. |  |  | 4/27/2016 5:05:41 PM
505809 | ISRO_GLKN_SECHI | Secchi Disk | 11NPSWRD_WQX | Axler, R., E. Ruzycki, and J.E. Elias; 2007; Standard operating procedure #6: Field measurements and water sample collection. in Elias, J.E., R. Axler, and E. Ruzycki. 2007. Water quality monitoring protocol for inland lakes, Version 1.0.; National Park Service, Great Lakes Network; 38 pp. |  |  | 4/27/2016 5:05:41 PM
505808 | ISRO_GLKN_THERM | Thermometer | 11NPSWRD_WQX | Axler, R., E. Ruzycki, and J.E. Elias; 2007; Standard operating procedure #6: Field measurements and water sample collection. in Elias, J.E., R. Axler, and E. Ruzycki. 2007. Water quality monitoring protocol for inland lakes, Version 1.0.; National Park Service, Great Lakes Network; 38 pp. |  |  | 4/27/2016 5:05:41 PM
505800 | ISRO_GLKN_TP/TN | Alkaline Persulfate Digestion for Total N and P in Water | 11NPSWRD_WQX | Patton, C.J. and J.R. Kryskalla; 2003; Methods of analysis by the U.S. Geological Survey National Water Quality Laboratory--Evaluation of alkaline persulfate digestion as an alternative to Kjeldahl digestion for determination of total and dissolved nitrogen and phosphorus in water: U.S. Geological Survey Water-Resources Investigations Report 03-4174; U.S. Geological Survey; 33 pp. |  |  | 4/27/2016 5:05:34 PM
505812 | ISRO_GLKN_TTUBE | Transparency Tube | 11NPSWRD_WQX | 120+cm clear tube with mini secchi disk and valve at bottom Axler, R., E. Ruzycki, and J.E. Elias; 2007; Standard operating procedure #6: Field measurements and water sample collection. in Elias, J.E., R. Axler, and E. Ruzycki. 2007. Water quality monitoring protocol for inland lakes, Version 1.0.; National Park Service, Great Lakes Network; 38 pp. |  |  | 4/27/2016 5:05:41 PM
529873 | ISRO_GLKN_YSIQUATTRO | Multiprobe Field Analysis with YSI Quattro Multiprobe | 11NPSWRD_WQX | Axler, R., E. Ruzycki, and J.E. Elias; 2010; Standard operating procedure #6: Field measurements and water sample collection, Version 1.1. in Elias, J.E., R. Axler, and E. Ruzycki. 2008. Water quality monitoring protocol for inland lakes, Version 1.0.; National Park Service, Great Lakes Network; 29 pp. |  |  | 4/27/2016 5:28:21 PM
557481 | ISU 2130-B | ISU modifiction of APHA 2130-B | WQXTEST | Eplilimnetic average that is calculated from a lake profile taken with method APHA 2130-B | 2130-B |  | 11/6/2014 11:14:31 AM
109952 | ISU 2130-B | ISU modification of APHA 2130-B | 21IOWA_WQX | Eplilimnetic average that is calculated from a lake profile taken with method APHA 2130-B |  |  | 10/30/2018 4:40:08 PM
109953 | ISU 2510 | ISU modification of APHA 2510 | 21IOWA_WQX | Eplilimnetic average that is calculated from a lake profile taken with method APHA 2510 |  |  | 10/30/2018 4:40:08 PM
762495 | ISU 2510 | ISU modification of APHA 2510 | IOWAGW_WQX | Eplilimnetic average that is calculated from a lake profile taken with method APHA 2510 |  |  | 5/25/2018 10:21:42 AM
557479 | ISU 2510 | ISU modifiction of APHA 2510 | WQXTEST | Eplilimnetic average that is calculated from a lake profile taken with method APHA 2510 | 2510 |  | 11/6/2014 11:14:31 AM
557480 | ISU 2550 | ISU modifiction of APHA 2550 | WQXTEST | Eplilimnetic average that is calculated from a lake profile taken with method APHA 2550 | 2550 |  | 11/6/2014 11:14:31 AM
109956 | ISU 2550 | ISU modification of APHA 2550 | 21IOWA_WQX | Eplilimnetic average that is calculated from a lake profile taken with method APHA 2550 |  |  | 10/30/2018 4:40:08 PM
557478 | ISU 4500-H | ISU modifiction of APHA 4500-H | WQXTEST | Eplilimnetic average that is calculated from a lake profile taken with method APHA 4500-H | 4500-H |  | 11/6/2014 11:14:31 AM
109954 | ISU 4500-H | ISU modification of APHA 4500-H | 21IOWA_WQX | Eplilimnetic average that is calculated from a lake profile taken with method APHA 4500-H |  |  | 10/30/2018 4:40:08 PM
557477 | ISU 4500-O-G | ISU modifiction of APHA 4500-O-G | WQXTEST | Eplilimnetic average that is calculated from a lake profile taken with method APHA 4500-O-G | 4500-O-G |  | 11/6/2014 11:14:31 AM
109955 | ISU 4500-O-G | ISU modification of APHA 4500-O-G | 21IOWA_WQX | Eplilimnetic average that is calculated from a lake profile taken with method APHA 4500-O-G |  |  | 10/30/2018 4:40:08 PM
109971 | ISU 4500-P-E | ISU modification of APHA 4500-P-E | 21IOWA_WQX |  | 4500-P-E |  | 12/22/2014 1:57:16 PM
742832 | ISU 546 OH | Iowa State University Microcystin | 21IOWA_WQX |  |  |  | 10/30/2018 4:44:51 PM
110023 | ISU EPA 445 | ISU modification of EPA 445 | 21IOWA_WQX |  |  |  | 12/19/2014 11:08:09 AM
557476 | ISU SECCHI | ISU Secchi Method | WQXTEST | Citation: Limnological Analyses: Springer Science+Business Media, Inc:Volume:p.22:1992. |  |  | 11/6/2014 11:14:31 AM
109957 | ISU SECCHI | ISU Secchi Method | 21IOWA_WQX | Citation: Limnological Analyses: Springer Science+Business Media, Inc:Volume:p.22:1992. |  |  | 12/29/2014 11:34:40 AM
110026 | ISU_AIR_MSRS | ISU Air Field Measurements | 21IOWA_WQX | Data collected with a Kestrel 2500. From the certificate of calibrations -- Air Speed: The above designated instrument was calibrated on the date shown in direct comparison to a Gill Model 1350 Single-Axis Ultrasonic Anemometer, Serial No. 0001. The Standard Anemometer is traceable to NIST (National Institute of Standards and Technology) and was last calibrated in the NIST Low Velocity Airflow Facility and NIST Dual Test-Section Wind Tunnel on 22-October-2008, NIST Test Report No. 836-277177-08. The accuracy of the Standard is verified at regular scheduled intervals by comparison to or measurement against national standards, natural physical constants, consensus standards, or by ratio type measurements using self-calibrating techniques. The Standard?s maximum combined uncertainty is �0.060% within the airspeed range 148 to 7877 fpm (1.0 to 40.0 m/s). Humidity: The above designated instrument was calibrated on the date shown in direct comparison to an Edgetech Model 2002 DewPrime II Standard Chilled Mirror Hygrometer, Serial Number 24630 / 2863CRX. The Standard Hygrometer is traceable to NIST (National Institute of Standards and Technology) and was last calibrated on 23-Sept-2009 Test Report Number 2009.23091. The Standard?s maximum combined uncertainty is �0.050%RH. The procedures used for calibration conform to ASTM Publication #E104, Standard Practice for Maintaining Constant Relative Humidity by Means of Aqueous Solutions. Temperature: The above designated instrument was calibrated on the date shown in direct comparison to a Eutechnics Model 139200-1.2 Digital Thermometer, Serial No. 101193, Probe Serial No. 101193. The Standard Thermometer is traceable to NIST (National Institute of Standards and Technology) and was last calibrated on 20-May-2009. The accuracy of the Standard is verified at planned intervals by comparison to pressure standards traceable to NIST. The Standard?s maximum combined uncertainty is �0.020�C.Pressure: The above designated instrument was calibrated on the date shown in direct comparison to a Mensor Model 6010 Barometer, Serial No. 550174, Sensor Serial No. 550174-1. The Standard Barometer is traceable to NIST (National Institute of Standards and Technology) and was last calibrated on 24-Nov-2009 The accuracy of the Standard is verified at planned intervals by comparison to pressure standards traceable to NIST. The Standard?s maximum combined uncertainty is �0.020 %F.S. |  |  | 11/29/2010 11:33:49 AM
110017 | ISU_UNION_AMMON | ISU Unionized Ammonia | 21IOWA_WQX | Citation: Aqueous Ammonia Equilibrium Calculations: Effect of pH and Temperature Volume:vol. 32(12) p.2379: J. Fish. Res. Board Can.: 1975. |  |  | 12/19/2014 11:08:10 AM
2444 | ITM-001 | Metals Emissions from Stationary Sources | USEPA |  |  |  | 8/12/2006 11:50:00 PM
110155 | IT_QAPP | IT_QAPP | IOWATROK_WQX | This is the Analytical Method that was used in STORET associated to Org ID "IOWATROK". The org has been changed to "IOWATROK_WQX" to accommodate the new data standard. |  |  | 2/28/2018 5:22:44 PM
732229 | IT_QAPP | IT_QAPP | WQXTEST | IT_QAPP |  |  | 4/4/2018 11:14:54 PM
262047 | JACR97_324 | JACR97_3247-3272 | CEDEN |  |  |  | 9/28/2013 3:47:51 PM
530095 | JB-SOP1 | SOP for Non-Measured Field Data | 21FLCOJB_WQX | Procedure for the collection of observational field data |  |  | 12/7/2018 2:20:08 PM
530093 | JB-SOP2 | SOP for Measured Field Data | 21FLCOJB_WQX |  |  |  | 12/7/2018 2:20:00 PM
530094 | JB-SOP3 | Field SOP for Air and Wind Conditions | 21FLCOJB_WQX | Procedure for the collection and reporting of air temperature, wind velocity and wind direction |  |  | 12/7/2018 2:20:01 PM
257284 | JEACOND_1000 | JEA Field Conditions | 21FLJEA_WQX |  |  |  | 9/8/2016 4:57:06 PM
739941 | JF101 | Versar Gelatinous Zooplankton Enumeration Protocol- 1984- July 87 | WQXTEST |  |  |  | 11/2/2017 12:00:00 AM
735728 | JF101 | Versar Gelatinous Zooplankton Enumeration Protocol- 1984- July 87 | CBP_WQX |  |  |  | 11/2/2017 11:49:38 PM
735729 | JF102 | Versar Gelatinous Zooplankton Enumeration Protocol- August 1987 -2002 | CBP_WQX |  |  |  | 11/6/2017 8:56:47 AM
739942 | JF102 | Versar Gelatinous Zooplankton Enumeration Protocol- August 1987 -2002 | WQXTEST |  |  |  | 11/6/2017 12:00:00 AM
735730 | JF103 | ODU Gelatinous Zooplankton Enumeration Method | CBP_WQX |  |  |  | 11/3/2017 3:25:54 PM
739943 | JF103 | ODU Gelatinous Zooplankton Enumeration Method | WQXTEST |  |  |  | 11/3/2017 12:00:00 AM
551307 | JRK1996 | Analytical Procedures for Organic Contaminants | MDEDAT01_WQX | Procedures for extracting and purifying clam homogenates in preparation for analysis for organic contaminants. Citation: Organochlorine Dynamics In The Pelagic Food Web Of Lake Baikal |  |  | 9/6/2017 9:51:17 AM
757192 | Kd calculation | Kd calculation | RTI | Kd calculation |  |  | 5/23/2018 1:38:00 PM
565901 | Kelada 01 | UNKOWN | SDDENR_WQX |  |  |  | 1/30/2019 6:39:03 PM
459066 | Kelada mod | REGRAVAN | SDDENR_WQX |  |  |  | 11/7/2012 10:39:42 AM
3193 | KELADA-01 | Kelada Automated Test Methods for Total Cyanide, Acid Dissociable Cyanide, and Thiocyanate | USEPA |  |  |  | 2/1/2010 8:52:21 AM
458977 | Kelada-01 | UNKOWN | SDDENR_WQX |  |  |  | 2/26/2018 2:55:40 PM
67545 | KELADA-MOD-ELI | Kelada-01 Modified Method (Energy Laboratories, Inc) | MTWTRSHD_WQX | The "Kelada mod" method is equivalent to USEPA methods 335.3 or 335.4. Each sample is first run by the 335.3 method equivalent (Kelada-01) and if cyanide is not detected it is reported as a non-detect. If cyanide is detected, the Kelada method is modified as the sample is distilled manually (to remove interferences) and then the distillate is re-analyzed with the in-line distillation turned off on the autoanalyzer which is then equivalent to USEPA method 335.4. |  |  | 3/25/2010 2:07:47 PM
459037 | KELADA-MOD-ELI-R8 | Kelada-01 Modified Method (Energy Laboratories, Inc) | R8MONTWQ | The "Kelada mod" method is equivalent to USEPA methods 335.3 or 335.4. Each sample is first run by the 335.3 method equivalent (Kelada-01) and if cyanide is not detected it is reported as a non-detect. If cyanide is detected, the Kelada method is modified as the sample is distilled manually (to remove interferences) and then the distillate is re-analyzed with the in-line distillation turned off on the autoanalyzer which is then equivalent to USEPA method 335.4. |  |  | 4/10/2012 11:04:07 AM
187095 | KEO | See QAPP | KICKAPOO07 | Methods are given in the EPA approved Quality Assurance Project Plan. |  |  | 7/19/2013 3:22:31 PM
550820 | Kerouel, Aminot 1997 | KEROUEL & AMINOT 1997 | KINGCOUNTY | KEROUEL & AMINOT 1997. Fluorometeric determination of ammonia in sea and estuarine waters by direct segmented flow analysis. Marine Chemistry 57 (1997) 265-275. |  |  | 5/15/2014 1:28:33 PM
764575 | Kestrel 5500 | Hand-held Weather | SCEQ |  |  |  | 2/6/2019 11:48:34 AM
743672 | Kiowa_AccumetAR10 | CU's Kiowa Lab's Accumet AR10 pH Meter | 11NPSWRD_WQX | The principle of electrometric pH is the determination of the activity of the hydrogen ions by potentiometric measurement using a glass pH indicating electrode coaxially joined to a reference electrode. When immersed in solution, the reference electrode makes contact with the sample through the junction, completing electrical contact between the reference electrode, sample and pH indicating electrode. |  |  | 1/29/2019 4:09:54 PM
743673 | Kiowa_BioTekSynergy2 | CU's Kiowa Lab's BioTek Synergy 2 Multi Detection Microplate Reader | 11NPSWRD_WQX | The Synergy 2 Microplate Reader has the capacity to detect fluorescence, luminescence, and absorbance. A combination of monochromator, filters, and dichroic mirrors are utilized, allowing the system to optimize illumination on all three types of analyses. The temperature control unit and internal plate shaking ascertains that the temperature stays consistent and that the reagents are mixed properly to optimize results. |  |  | 1/29/2019 4:09:54 PM
743674 | Kiowa_LachatQC8500 | CU's Kiowa Lab's Lachat QuikChem 8500 Series 2 Flow Injection Analyzer | 11NPSWRD_WQX | The components of the QuikChem 8500 Automated Ion Analyzer are a Cetac ASX-520 Autosampler, a Reagent Pump, a System Unit, and a Windows compatible computer with Omnion FIA software. The System Unit has two sample processing modules (channels) configured for performing flow injection analysis with photometric detection. |  |  | 1/29/2019 4:09:54 PM
743675 | Kiowa_Metrohm761_IC | CU's Kiowa Lab's Metrohm 761 Compact Ion Chromatography | 11NPSWRD_WQX | The components of the Metrohm 761 Compact Ion Chromatography Analyzer are a 838 IC Filtration Sample Processor, a double piston pump, a pulsation dampener, an electrically operated injection valve, a peristaltic pump, a temperature-stabilized conductivity detector, a Windows compatible computer with IC Net software and a printer. The Metrosep A Supp 5 Analytical Column, protected by a Metrosep RP guard column, separates inorganic and organic acid anions using a carbonate eluant. The Metrohm Suppressor Module (MSM), a revolver version of a packed bed chemical suppressor, has three identical suppressor units; while one unit acts as a suppressor, the second unit is regenerated with a weak sulfuric acid solution and the third unit is rinsed with deionized water. The conductivity detection is based upon the electrical conductivity of an ionic solution when placed between two oppositely charged electrodes. At low concentrations, conductivity is directly proportional to the concentration of conductive species in the solution. |  |  | 1/29/2019 4:09:54 PM
743676 | Kiowa_MettlerToledo7 | CU's Kiowa Lab's Conductivity: Mettler Toledo SevenEasy | 11NPSWRD_WQX | Conductivity is a numerical expression of the ability of an aqueous solution to carry an electrical current. This ability depends on the presence of ions, their total concentration, mobility, valence, relative concentration and temperature of measurement. The InLab 720 sensor is a 2-plate (platinum) sensor designed for the measurement of low conductivity samples. The built in Automatic Temperature Compensator corrects for slope. |  |  | 1/29/2019 4:09:54 PM
743677 | Kiowa_Nitrogen_Unsp | CU's Kiowa Lab's Unspecified Nitrogen Method | 11NPSWRD_WQX | The University of Colorado's Mountain Research Station & Institute of Arctic and Alpine Research - Kiowa Environmental Chemistry Laboratory analyzed samples for (1) total nitrogen; (2) suspended nitrogen; (3) dissolved inorganic nitrogen; and (4) dissolved organic nitrogen. For total nitrogen they used a Shimadzu TOC-V CSN Total Organic Carbon Analyzer (Kiowa_ShimadzuTOCV). The methods/procedures for the other three nitrogen forms are unknown. The Kiowa Lab has become the Arikaree Environmental Laboratory (https://instaar.colorado.edu/research/labs-groups/arikaree-environmental-lab/). |  |  | 1/29/2019 4:09:54 PM
743678 | Kiowa_PerkinElmer200 | CU's Kiowa Lab's Perkin Elmer AAnalyst 200 Atomic Absorption Spectrometer | 11NPSWRD_WQX | The ground state calcium atom absorbs light energy at 422.7 nm as it enters the excited state. As the number of calcium atoms in the light path increases, the amount of light absorbed also increases. By measuring the amount of light absorbed, a quantitative determination of the amount of calcium present can be made. 0.5 % Lanthanum Solution is added to each standard, control and sample to prevent chemical and ionization interference. |  |  | 1/29/2019 4:09:54 PM
743679 | Kiowa_ShimadzuTOCV | CU's Kiowa Lab's Shimadzu TOC-V CSN | 11NPSWRD_WQX | Non-purgable organic carbon is measured by acidifying samples to a pH less than 2.0 and sparging with CO2 free air. A combustion/non-dispersive infrared gas analysis method is employed. High purity carrier gas, moistened by a humidifier, flows at a rate of 150 mL/min. The sample is injected into a TC (Total Carbon) combustion tube, which has been filled with oxidation catalyst and heated to 720o C. The sample is combusted or decomposed to CO2. The combustion product is cooled and dried by a dehumidifier and then sent through a halogen scrubber. The NPOC component is detected for CO2 in a non-dispersive infrared gas analyzer (NDIR). The peak area count is proportional to the NPOC concentration of the sample. |  |  | 1/29/2019 4:09:54 PM
740868 | KJ008 | KJ008 | AZDEQ_SW |  |  |  | 11/10/2017 2:37:44 PM
301140 | KJ008 | KJ008 | SPIRITLK | KJ008 - is the method from the analyte ID per USGS. It is related to P00625 |  |  | 2/23/2018 7:33:56 PM
301139 | KJ009 | KJ009 | SPIRITLK | KJ009 - is the method from the analyte ID per USGS. It is related to P00665 |  |  | 2/23/2018 7:33:56 PM
564886 | KNOX PAH/SPME/GCM | KNOX PAH/SPME/GCM | ASPECT_WQX | KNOX PAH/SPME/GCM |  |  | 5/7/2015 1:52:08 PM
2445 | KR-01 | Krypton-85 in Environmental Air Samples | USEPA |  |  |  | 8/12/2006 11:50:00 PM
744433 | Krone | C.A.Krone, et al. | BATTELLE_NOR_WQX | Krone Organotin method |  |  | 3/28/2018 5:48:00 PM
743097 | Krone | Tributyltins | OREGONDEQ |  |  |  | 1/10/2018 2:27:55 PM
110072 | L-1-115-01-1-F | Phosphorus, Total | PTI_ITS_WQX | Maine Health and Environmental Testing Lab - EPA Method 424GM |  |  | 12/23/2010 3:20:41 PM
731971 | L-ACT | Length actual | EPA_GLNPO |  |  |  | 6/30/2017 2:37:41 PM
732106 | L-REC | Length reconstructed | EPA_GLNPO |  |  |  | 4/19/2016 12:40:36 PM
739509 | L01 | L01 | WQXTEST |  |  |  | 12/10/2018 1:24:30 PM
733300 | L01 | L01 | CBP_WQX |  |  |  | 12/13/2018 1:33:37 PM
739796 | L01~ACIDITY | Acidity; Titrimetric | WQXTEST |  |  |  | 3/29/2017 12:00:00 AM
734519 | L01~ACIDITY | Acidity; Titrimetric | CBP_WQX |  |  |  | 3/29/2017 2:02:33 PM
734520 | L01~AL | Total Aluminum; Atomic Emission Spectrometric | CBP_WQX |  |  |  | 3/29/2017 2:02:34 PM
739797 | L01~AL | Total Aluminum; Atomic Emission Spectrometric | WQXTEST |  |  |  | 3/29/2017 12:00:00 AM
734521 | L01~ANC | Acid Neutralizing Capacity | CBP_WQX |  |  |  | 3/29/2017 2:02:34 PM
739798 | L01~ANC | Acid Neutralizing Capacity | WQXTEST |  |  |  | 3/29/2017 12:00:00 AM
739541 | L01~AS | TOTAL ARSENIC ATOMIC ABSORPTION FURNACE TECHNIQUE | WQXTEST | USEPA~206.2 |  |  | 3/1/2017 12:00:00 AM
734235 | L01~AS | TOTAL ARSENIC ATOMIC ABSORPTION FURNACE TECHNIQUE | CBP_WQX | USEPA~206.2 |  |  | 3/1/2017 8:28:23 AM
739542 | L01~BIOSI | PARTICULATE BIOGENIC SILICA | WQXTEST |  |  |  | 8/9/2017 12:00:00 AM
734236 | L01~BIOSI | PARTICULATE BIOGENIC SILICA | CBP_WQX |  |  |  | 8/9/2017 9:07:00 AM
739543 | L01~BOD20F | 20 DAY BOD; FILTERED | WQXTEST |  |  |  | 3/1/2017 12:00:00 AM
734237 | L01~BOD20F | 20 DAY BOD; FILTERED | CBP_WQX |  |  |  | 3/1/2017 8:28:24 AM
734238 | L01~BOD20W | 20 DAY BOD; UNFILTERED | CBP_WQX |  |  |  | 3/1/2017 8:28:24 AM
739544 | L01~BOD20W | 20 DAY BOD; UNFILTERED | WQXTEST |  |  |  | 3/1/2017 12:00:00 AM
734239 | L01~BOD5F | 5-DAY BIOCHEMICAL OXYGEN DEMAND (FILTERED) | CBP_WQX | USEPA~405.1 |  |  | 3/1/2017 8:28:24 AM
739545 | L01~BOD5F | 5-DAY BIOCHEMICAL OXYGEN DEMAND (FILTERED) | WQXTEST | USEPA~405.1 |  |  | 3/1/2017 12:00:00 AM
739546 | L01~BOD5W | 5-DAY BIOCHEMICAL OXYGEN DEMAND | WQXTEST | USEPA~405.1 |  |  | 3/1/2017 12:00:00 AM
734240 | L01~BOD5W | 5-DAY BIOCHEMICAL OXYGEN DEMAND | CBP_WQX | USEPA~405.1 |  |  | 3/1/2017 8:28:24 AM
739799 | L01~CA | Calcium | WQXTEST |  |  |  | 3/29/2017 12:00:00 AM
734522 | L01~CA | Calcium | CBP_WQX |  |  |  | 3/29/2017 2:02:34 PM
734523 | L01~CAF | Calcium, Wf, Direct AAS | CBP_WQX |  |  |  | 3/29/2017 2:02:34 PM
739800 | L01~CAF | Calcium, Wf, Direct AAS | WQXTEST |  |  |  | 3/29/2017 12:00:00 AM
734241 | L01~CD | TOTAL CADMIUM; ATOMIC EMISSION SPECTROMETRIC | CBP_WQX | USEPA~200.7 |  |  | 3/1/2017 8:28:24 AM
739547 | L01~CD | TOTAL CADMIUM; ATOMIC EMISSION SPECTROMETRIC | WQXTEST | USEPA~200.7 |  |  | 3/1/2017 12:00:00 AM
734524 | L01~CDOM_440 | Dissolved Organic Matter Absorption Coefficient (Gelbstoff) | CBP_WQX |  |  |  | 10/6/2017 12:10:38 PM
739801 | L01~CDOM_440 | Dissolved Organic Matter Absorption Coefficient (Gelbstoff) | WQXTEST |  |  |  | 10/6/2017 12:00:00 AM
734525 | L01~CDOM_SLOPE | Slope Of CDOM Absorption Coefficient Spectrum (400 To 500 Nm) | CBP_WQX |  |  |  | 10/6/2017 12:10:38 PM
739802 | L01~CDOM_SLOPE | Slope Of CDOM Absorption Coefficient Spectrum (400 To 500 Nm) | WQXTEST |  |  |  | 10/6/2017 12:00:00 AM
739552 | L01~CHLA | MONOCHROMATIC; SPECTROPHOTOMETRIC | WQXTEST |  |  |  | 12/10/2018 6:34:47 PM
734246 | L01~CHLA | MONOCHROMATIC; SPECTROPHOTOMETRIC | CBP_WQX |  |  |  | 12/13/2018 2:31:09 PM
734242 | L01~CHL_A | TRICHROMATIC CHLOROPHYLL A | CBP_WQX | USEPA~446 |  |  | 3/1/2017 8:28:24 AM
739548 | L01~CHL_A | TRICHROMATIC CHLOROPHYLL A | WQXTEST | USEPA~446 |  |  | 3/1/2017 12:00:00 AM
734243 | L01~CHL_B | TRICHROMATIC CHLOROPHYLL B | CBP_WQX | USEPA~446 |  |  | 3/1/2017 8:28:24 AM
739549 | L01~CHL_B | TRICHROMATIC CHLOROPHYLL B | WQXTEST | USEPA~446 |  |  | 3/1/2017 12:00:00 AM
739550 | L01~CHL_C | TRICHROMATIC CHLOROPHYLL C | WQXTEST | USEPA~446 |  |  | 3/1/2017 12:00:00 AM
734244 | L01~CHL_C | TRICHROMATIC CHLOROPHYLL C | CBP_WQX | USEPA~446 |  |  | 3/1/2017 8:28:24 AM
739803 | L01~CLAY | Sediment Clay Percentage, Folk Sediment Grain Size Analysis Protocol | WQXTEST |  |  |  | 3/29/2017 12:00:00 AM
734526 | L01~CLAY | Sediment Clay Percentage, Folk Sediment Grain Size Analysis Protocol | CBP_WQX |  |  |  | 3/29/2017 2:03:27 PM
739804 | L01~CLF | Chloride Filtered | WQXTEST |  |  |  | 3/29/2017 12:00:00 AM
734527 | L01~CLF | Chloride Filtered | CBP_WQX |  |  |  | 3/29/2017 2:03:27 PM
734249 | L01~CLW | TITRIMETRIC; MERCURIC NITRATE | CBP_WQX | USEPA~325.3 |  |  | 3/1/2017 8:28:24 AM
739555 | L01~CLW | TITRIMETRIC; MERCURIC NITRATE | WQXTEST | USEPA~325.3 |  |  | 3/1/2017 12:00:00 AM
739556 | L01~COD | TITRIMETRIC; MID-LEVEL | WQXTEST | USEPA~410.1 |  |  | 3/1/2017 12:00:00 AM
734250 | L01~COD | TITRIMETRIC; MID-LEVEL | CBP_WQX | USEPA~410.1 |  |  | 3/1/2017 8:28:24 AM
734528 | L01~COLOR | Visual Comparison Do Color Disc | CBP_WQX |  |  |  | 3/29/2017 2:18:37 PM
739805 | L01~COLOR | Visual Comparison Do Color Disc | WQXTEST |  |  |  | 3/29/2017 12:00:00 AM
734255 | L01~CR | TOTAL CHROMIUM; ATOMIC EMISSION SPECTROMETRIC | CBP_WQX | USEPA~200.7 |  |  | 3/1/2017 8:28:24 AM
739561 | L01~CR | TOTAL CHROMIUM; ATOMIC EMISSION SPECTROMETRIC | WQXTEST | USEPA~200.7 |  |  | 3/1/2017 12:00:00 AM
734256 | L01~CU | TOTAL COPPER; ATOMIC EMISSION SPECTROMETRIC | CBP_WQX | USEPA~200.7 |  |  | 3/1/2017 8:28:24 AM
739562 | L01~CU | TOTAL COPPER; ATOMIC EMISSION SPECTROMETRIC | WQXTEST | USEPA~200.7 |  |  | 3/1/2017 12:00:00 AM
734542 | L01~DCA | Dissolved Metals - Calcium, Magnesium, Potassium & Sodium | CBP_WQX |  |  |  | 3/29/2017 2:30:13 PM
739819 | L01~DCA | Dissolved Metals - Calcium, Magnesium, Potassium & Sodium | WQXTEST |  |  |  | 3/29/2017 12:00:00 AM
734543 | L01~DCU | Dissolved Copper | CBP_WQX |  |  |  | 3/29/2017 2:30:13 PM
739820 | L01~DCU | Dissolved Copper | WQXTEST |  |  |  | 3/29/2017 12:00:00 AM
734544 | L01~DIC | Dissolved Inorganic Carbon | CBP_WQX |  |  |  | 3/29/2017 2:30:13 PM
739821 | L01~DIC | Dissolved Inorganic Carbon | WQXTEST |  |  |  | 3/29/2017 12:00:00 AM
739576 | L01~DOC | COMBUSTION INFRARED METHOD | WQXTEST | USEPA~415.1 |  |  | 3/1/2017 12:00:00 AM
734270 | L01~DOC | COMBUSTION INFRARED METHOD | CBP_WQX | USEPA~415.1 |  |  | 3/1/2017 8:28:24 AM
739822 | L01~DON | Dissolved Organic Nitrogen, Unspecified Lab Method | WQXTEST |  |  |  | 3/29/2017 12:00:00 AM
734545 | L01~DON | Dissolved Organic Nitrogen, Unspecified Lab Method | CBP_WQX |  |  |  | 3/29/2017 2:30:13 PM
734546 | L01~DZN | Dissolved Zinc | CBP_WQX |  |  |  | 3/29/2017 2:30:13 PM
739823 | L01~DZN | Dissolved Zinc | WQXTEST |  |  |  | 3/29/2017 12:00:00 AM
739598 | L01~FCOLI | FECAL COLIFORM - EC MEDIUM; MPN | WQXTEST |  |  |  | 10/6/2017 12:00:00 AM
734292 | L01~FCOLI | FECAL COLIFORM - EC MEDIUM; MPN | CBP_WQX |  |  |  | 10/6/2017 12:13:26 PM
739601 | L01~FE | TOTAL IRON; PHENANTHROLINE METHOD | WQXTEST |  |  |  | 10/4/2017 12:00:00 AM
734295 | L01~FE | TOTAL IRON; PHENANTHROLINE METHOD | CBP_WQX |  |  |  | 10/4/2017 6:05:30 PM
734299 | L01~FS | FIXED SOLIDS | CBP_WQX | USEPA~160.4 |  |  | 3/1/2017 8:28:25 AM
739605 | L01~FS | FIXED SOLIDS | WQXTEST | USEPA~160.4 |  |  | 3/1/2017 12:00:00 AM
739606 | L01~FSS | FIXED SUSPENDED SOLIDS | WQXTEST | USEPA~160.4 |  |  | 3/1/2017 12:00:00 AM
734300 | L01~FSS | FIXED SUSPENDED SOLIDS | CBP_WQX | USEPA~160.4 |  |  | 3/1/2017 8:28:25 AM
734301 | L01~HARDNESS | TITRIMETRIC; EDTA | CBP_WQX | USEPA~130.2 |  |  | 3/1/2017 8:28:25 AM
739607 | L01~HARDNESS | TITRIMETRIC; EDTA | WQXTEST | USEPA~130.2 |  |  | 3/1/2017 12:00:00 AM
739609 | L01~HG | TOTAL MERCURY; AUTOMATED COLD VAPOR TECHNIQUE | WQXTEST | USEPA~245.2 |  |  | 3/1/2017 12:00:00 AM
734303 | L01~HG | TOTAL MERCURY; AUTOMATED COLD VAPOR TECHNIQUE | CBP_WQX | USEPA~245.2 |  |  | 3/1/2017 8:28:25 AM
734304 | L01~IBOD5F | CARBONACEOUS BOD5; INHIBITED; FILTERED | CBP_WQX |  |  |  | 3/1/2017 8:28:25 AM
739610 | L01~IBOD5F | CARBONACEOUS BOD5; INHIBITED; FILTERED | WQXTEST |  |  |  | 3/1/2017 12:00:00 AM
739611 | L01~IBOD5W | CARBONACEOUS BOD5; INHIBITED; UNFILTERED | WQXTEST |  |  |  | 10/2/2017 12:00:00 AM
734305 | L01~IBOD5W | CARBONACEOUS BOD5; INHIBITED; UNFILTERED | CBP_WQX |  |  |  | 10/2/2017 12:39:46 PM
739824 | L01~K | Potassium | WQXTEST |  |  |  | 3/29/2017 12:00:00 AM
734547 | L01~K | Potassium | CBP_WQX |  |  |  | 3/29/2017 2:30:13 PM
739825 | L01~KF | Potassium, Wf, Direct AAS | WQXTEST |  |  |  | 3/29/2017 12:00:00 AM
734548 | L01~KF | Potassium, Wf, Direct AAS | CBP_WQX |  |  |  | 3/29/2017 2:30:13 PM
739826 | L01~KURTOSIS | Kurtosis-Folk Sediment Grain Size Analysis Protocol | WQXTEST |  |  |  | 3/29/2017 12:00:00 AM
734549 | L01~KURTOSIS | Kurtosis-Folk Sediment Grain Size Analysis Protocol | CBP_WQX |  |  |  | 3/29/2017 2:30:13 PM
739827 | L01~MEANDIAM | Mean Sediment Diameter-Folk Sediment Grain Size Analysis Protocol | WQXTEST |  |  |  | 3/29/2017 12:00:00 AM
734550 | L01~MEANDIAM | Mean Sediment Diameter-Folk Sediment Grain Size Analysis Protocol | CBP_WQX |  |  |  | 3/29/2017 2:30:13 PM
739828 | L01~MGF | Magnesium | WQXTEST |  |  |  | 3/29/2017 12:00:00 AM
734551 | L01~MGF | Magnesium | CBP_WQX |  |  |  | 3/29/2017 2:30:13 PM
739829 | L01~MN | Total Manganese Atomic Emission Spectrometric | WQXTEST |  |  |  | 3/29/2017 12:00:00 AM
734552 | L01~MN | Total Manganese Atomic Emission Spectrometric | CBP_WQX |  |  |  | 3/29/2017 2:30:13 PM
734531 | L01~NAF | Sodium | CBP_WQX |  |  |  | 3/29/2017 2:30:12 PM
739808 | L01~NAF | Sodium | WQXTEST |  |  |  | 3/29/2017 12:00:00 AM
739614 | L01~NH4F | COLORIMETRIC; AUTOMATED PHENATE (INDOPHENOL) | WQXTEST | USEPA~350.1, 349.0 |  |  | 12/10/2018 6:34:47 PM
734308 | L01~NH4F | COLORIMETRIC; AUTOMATED PHENATE (INDOPHENOL) | CBP_WQX | USEPA~350.1, 349.0 |  |  | 12/13/2018 2:31:09 PM
734310 | L01~NH4W | COLORIMETRIC; AUTOMATED PHENATE (INDOPHENOL) | CBP_WQX | USEPA~350.1 |  |  | 3/1/2017 8:28:25 AM
739616 | L01~NH4W | COLORIMETRIC; AUTOMATED PHENATE (INDOPHENOL) | WQXTEST | USEPA~350.1 |  |  | 3/1/2017 12:00:00 AM
739809 | L01~NI | Nickel By Inductively Coupled Plasma - Mass Spectrometry | WQXTEST |  |  |  | 3/29/2017 12:00:00 AM
734532 | L01~NI | Nickel By Inductively Coupled Plasma - Mass Spectrometry | CBP_WQX |  |  |  | 3/29/2017 2:30:12 PM
734315 | L01~NO23F | COLORIMETRIC; AUTOMATED CADMIUM REDUCTION | CBP_WQX | USEPA~353.2, 353.4 |  |  | 12/13/2018 2:31:09 PM
739621 | L01~NO23F | COLORIMETRIC; AUTOMATED CADMIUM REDUCTION | WQXTEST | USEPA~353.2, 353.4 |  |  | 12/10/2018 6:34:47 PM
739627 | L01~NO23W | COLORIMETRIC; AUTOMATED CADMIUM REDUCTION | WQXTEST | USEPA~353.2 |  |  | 3/1/2017 12:00:00 AM
734321 | L01~NO23W | COLORIMETRIC; AUTOMATED CADMIUM REDUCTION | CBP_WQX | USEPA~353.2 |  |  | 3/1/2017 8:28:25 AM
734323 | L01~NO2F | AUTOMATED; COLORIMETRIC; DIAZOTIZATION | CBP_WQX | USEPA~353.2, 353.4 |  |  | 12/13/2018 2:31:09 PM
739629 | L01~NO2F | AUTOMATED; COLORIMETRIC; DIAZOTIZATION | WQXTEST | USEPA~353.2, 353.4 |  |  | 12/10/2018 6:34:47 PM
734325 | L01~NO2W | AUTOMATED; COLORIMETRIC; DIAZOTIZATION | CBP_WQX | USEPA~353.2 |  |  | 3/1/2017 8:28:25 AM
739631 | L01~NO2W | AUTOMATED; COLORIMETRIC; DIAZOTIZATION | WQXTEST | USEPA~353.2 |  |  | 3/1/2017 12:00:00 AM
734332 | L01~NO3F | NITRATE BY ION CHROMATOGRAPHY | CBP_WQX | USEPA~300 |  |  | 3/1/2017 8:28:25 AM
739638 | L01~NO3F | NITRATE BY ION CHROMATOGRAPHY | WQXTEST | USEPA~300 |  |  | 3/1/2017 12:00:00 AM
734533 | L01~NO3W | Total Nitrate By Ion Chromatography | CBP_WQX |  |  |  | 3/29/2017 2:30:12 PM
739810 | L01~NO3W | Total Nitrate By Ion Chromatography | WQXTEST |  |  |  | 3/29/2017 12:00:00 AM
734338 | L01~PB | TOTAL LEAD; ATOMIC ABSORPTION; FURNACE TECHNIQUE | CBP_WQX | USEPA~239.2 |  |  | 3/1/2017 8:28:25 AM
739644 | L01~PB | TOTAL LEAD; ATOMIC ABSORPTION; FURNACE TECHNIQUE | WQXTEST | USEPA~239.2 |  |  | 3/1/2017 12:00:00 AM
734339 | L01~PC | PARTICULATE CARBON | CBP_WQX | USEPA~440 |  |  | 3/1/2017 8:28:25 AM
739645 | L01~PC | PARTICULATE CARBON | WQXTEST | USEPA~440 |  |  | 3/1/2017 12:00:00 AM
739811 | L01~PH | Ph Of Wet Deposition -Electrolytic Determination 600/4-86-024 | WQXTEST |  |  |  | 9/26/2017 12:00:00 AM
734534 | L01~PH | Ph Of Wet Deposition -Electrolytic Determination 600/4-86-024 | CBP_WQX |  |  |  | 9/26/2017 2:48:23 PM
734342 | L01~PHEO | MONOCHROMATIC; SPECTROPHOTOMETRIC | CBP_WQX |  |  |  | 12/13/2018 2:31:09 PM
739648 | L01~PHEO | MONOCHROMATIC; SPECTROPHOTOMETRIC | WQXTEST |  |  |  | 12/10/2018 6:34:47 PM
734345 | L01~PIC | PARTICULATE INORGANIC CARBON | CBP_WQX | USEPA~440 |  |  | 3/1/2017 8:28:25 AM
739651 | L01~PIC | PARTICULATE INORGANIC CARBON | WQXTEST | USEPA~440 |  |  | 3/1/2017 12:00:00 AM
739652 | L01~PIP | PARTICULATE INORGANIC PHOSPHORUS | WQXTEST |  |  |  | 12/6/2018 10:58:22 AM
734346 | L01~PIP | PARTICULATE INORGANIC PHOSPHORUS | CBP_WQX |  |  |  | 8/15/2018 10:17:27 AM
734347 | L01~PN | PARTICULATE NITROGEN | CBP_WQX | USEPA~440 |  |  | 3/1/2017 8:28:25 AM
739653 | L01~PN | PARTICULATE NITROGEN | WQXTEST | USEPA~440 |  |  | 3/1/2017 12:00:00 AM
734348 | L01~PO4F | ORTHOPHOSPHATE; AUTOMATED; ASCORBIC ACID | CBP_WQX | USEPA~365.1,365.5 |  |  | 12/13/2018 2:31:09 PM
739654 | L01~PO4F | ORTHOPHOSPHATE; AUTOMATED; ASCORBIC ACID | WQXTEST | USEPA~365.1,365.5 |  |  | 12/10/2018 6:34:47 PM
739657 | L01~PO4W | ORTHOPHOSPHATE; AUTOMATED; ASCORBIC ACID | WQXTEST | USEPA~365.1,365.5 |  |  | 6/19/2018 4:12:24 PM
734351 | L01~PO4W | ORTHOPHOSPHATE; AUTOMATED; ASCORBIC ACID | CBP_WQX | USEPA~365.1,365.5 |  |  | 10/6/2017 12:12:46 PM
739670 | L01~PP | PARTICULATE PHOSPHORUS; SEMI-AUTOMATED; DIRECT | WQXTEST |  |  |  | 12/10/2018 6:34:47 PM
734364 | L01~PP | PARTICULATE PHOSPHORUS; SEMI-AUTOMATED; DIRECT | CBP_WQX |  |  |  | 12/13/2018 2:31:09 PM
734535 | L01~SAND | Sediment Percent Sand-Folk Sediment Grain Size Analysis Protocol | CBP_WQX |  |  |  | 3/29/2017 2:30:12 PM
739812 | L01~SAND | Sediment Percent Sand-Folk Sediment Grain Size Analysis Protocol | WQXTEST |  |  |  | 3/29/2017 12:00:00 AM
739675 | L01~SE | TOTAL SELENIUM; ATOMIC ABSORPTION; FURNACE TECHNIQ | WQXTEST | USEPA~270.2 |  |  | 3/1/2017 12:00:00 AM
734369 | L01~SE | TOTAL SELENIUM; ATOMIC ABSORPTION; FURNACE TECHNIQ | CBP_WQX | USEPA~270.2 |  |  | 3/1/2017 8:28:25 AM
739678 | L01~SIF | COLORIMETRIC; AUTOMATED; MOLYBDENUM BLUE | WQXTEST | USEPA~366 |  |  | 3/1/2017 12:00:00 AM
734372 | L01~SIF | COLORIMETRIC; AUTOMATED; MOLYBDENUM BLUE | CBP_WQX | USEPA~366 |  |  | 3/1/2017 8:28:25 AM
734536 | L01~SILT | Folk Sediment Grain Size Analysis Protocol | CBP_WQX |  |  |  | 3/29/2017 2:30:12 PM
739813 | L01~SILT | Folk Sediment Grain Size Analysis Protocol | WQXTEST |  |  |  | 3/29/2017 12:00:00 AM
734537 | L01~SILTCLAY | Percent Silt clay-Folk Sediment Grain Size Analysis Protocol | CBP_WQX |  |  |  | 3/29/2017 2:30:12 PM
739814 | L01~SILTCLAY | Percent Silt clay-Folk Sediment Grain Size Analysis Protocol | WQXTEST |  |  |  | 3/29/2017 12:00:00 AM
739682 | L01~SIW | COLORIMETRIC; AUTOMATED; MOLYBDENUM BLUE | WQXTEST | USEPA~101 |  |  | 3/1/2017 12:00:00 AM
734376 | L01~SIW | COLORIMETRIC; AUTOMATED; MOLYBDENUM BLUE | CBP_WQX | USEPA~101 |  |  | 3/1/2017 8:28:25 AM
734538 | L01~SKEWNESS | Folk Sediment Grain Size Analysis Protocol | CBP_WQX |  |  |  | 3/29/2017 2:30:13 PM
739815 | L01~SKEWNESS | Folk Sediment Grain Size Analysis Protocol | WQXTEST |  |  |  | 3/29/2017 12:00:00 AM
739684 | L01~SO4F | SULFATE; TURBIDIMETRIC METHOD | WQXTEST | USEPA~375.4 |  |  | 3/1/2017 12:00:00 AM
734378 | L01~SO4F | SULFATE; TURBIDIMETRIC METHOD | CBP_WQX | USEPA~375.4 |  |  | 3/1/2017 8:28:25 AM
734381 | L01~SO4W | SULFATE; TURBIDIMETRIC METHOD | CBP_WQX | USEPA~375.4 |  |  | 3/1/2017 8:28:25 AM
739687 | L01~SO4W | SULFATE; TURBIDIMETRIC METHOD | WQXTEST | USEPA~375.4 |  |  | 3/1/2017 12:00:00 AM
734539 | L01~SORT | Folk Sediment Grain Size Analysis Protocol | CBP_WQX |  |  |  | 3/29/2017 2:30:13 PM
739816 | L01~SORT | Folk Sediment Grain Size Analysis Protocol | WQXTEST |  |  |  | 3/29/2017 12:00:00 AM
739817 | L01~SPCOND | Laboratory Measured Conductivity | WQXTEST |  |  |  | 3/29/2017 12:00:00 AM
734540 | L01~SPCOND | Laboratory Measured Conductivity | CBP_WQX |  |  |  | 3/29/2017 2:30:13 PM
739993 | L01~SSC_%FINE | L01~SSC_%FINE | WQXTEST |  |  |  | 5/23/2018 11:19:55 AM
741234 | L01~SSC_%FINE | L01~SSC_%FINE | CBP_WQX |  |  |  | 8/15/2018 10:52:18 AM
739992 | L01~SSC_%SAND | L01~SSC_%SAND | WQXTEST |  |  |  | 5/23/2018 11:19:55 AM
741233 | L01~SSC_%SAND | L01~SSC_%SAND | CBP_WQX |  |  |  | 9/27/2017 12:07:32 PM
734541 | L01~SSC_FINE | Suspended Sediment Particles Passing Through A 0. 062 Mm Sieve | CBP_WQX |  |  |  | 8/15/2018 10:52:18 AM
739818 | L01~SSC_FINE | Suspended Sediment Particles Passing Through A 0. 062 Mm Sieve | WQXTEST |  |  |  | 12/6/2018 10:58:16 AM
734529 | L01~SSC_SAND | Suspended Sediment Particles Retained On A 0. 062 Mm Sieve | CBP_WQX |  |  |  | 8/15/2018 10:52:18 AM
739806 | L01~SSC_SAND | Suspended Sediment Particles Retained On A 0. 062 Mm Sieve | WQXTEST |  |  |  | 12/6/2018 10:58:16 AM
739807 | L01~SSC_TOTAL | Gravimetric Filtration Method; Dried At 90-105 | WQXTEST |  |  |  | 12/6/2018 10:58:27 AM
734530 | L01~SSC_TOTAL | Gravimetric Filtration Method; Dried At 90-105 | CBP_WQX |  |  |  | 8/15/2018 10:52:18 AM
739688 | L01~TALK | ALKALINITY; TITRIMETRIC; pH 4.5 | WQXTEST | USEPA~310.1 |  |  | 3/1/2017 12:00:00 AM
734382 | L01~TALK | ALKALINITY; TITRIMETRIC; pH 4.5 | CBP_WQX | USEPA~310.1 |  |  | 3/1/2017 8:28:25 AM
739689 | L01~TCOLI | STD. FERMENTATION TECHNIQUE (MPN) | WQXTEST |  |  |  | 10/6/2017 12:00:00 AM
734383 | L01~TCOLI | STD. FERMENTATION TECHNIQUE (MPN) | CBP_WQX |  |  |  | 10/6/2017 12:13:26 PM
734393 | L01~TDN | ALKALINE PERSULFATE WET OXIDATION + EPA 353.2 or EPA 353.4 | CBP_WQX |  |  |  | 12/13/2018 2:31:09 PM
739699 | L01~TDN | ALKALINE PERSULFATE WET OXIDATION + EPA 353.2 or EPA 353.4 | WQXTEST |  |  |  | 12/10/2018 6:34:47 PM
739700 | L01~TDP | ALKALINE PERSULFATE WET OXIDATION + EPA365.1or EPA 365 | WQXTEST |  |  |  | 12/10/2018 6:34:47 PM
734394 | L01~TDP | ALKALINE PERSULFATE WET OXIDATION + EPA365.1or EPA 365 | CBP_WQX |  |  |  | 12/13/2018 2:31:09 PM
734399 | L01~TDS | TOT. DISSOLVED SOLIDS; GRAVIMETRIC; DRIED AT 180 C | CBP_WQX | USEPA~160.1 |  |  | 3/1/2017 8:28:26 AM
739705 | L01~TDS | TOT. DISSOLVED SOLIDS; GRAVIMETRIC; DRIED AT 180 C | WQXTEST | USEPA~160.1 |  |  | 3/1/2017 12:00:00 AM
739706 | L01~TKNF | TKN COLOMETRIC; AUTOMATED PHENATE (INDOPHENOL) | WQXTEST | USEPA~351.1 |  |  | 3/1/2017 12:00:00 AM
734400 | L01~TKNF | TKN COLOMETRIC; AUTOMATED PHENATE (INDOPHENOL) | CBP_WQX | USEPA~351.1 |  |  | 3/1/2017 8:28:26 AM
739709 | L01~TKNW | TKN COLOMETRIC; AUTOMATED PHENATE (INDOPHENOL) | WQXTEST | USEPA~351.1 |  |  | 10/2/2017 12:00:00 AM
734403 | L01~TKNW | TKN COLOMETRIC; AUTOMATED PHENATE (INDOPHENOL) | CBP_WQX | USEPA~351.1 |  |  | 10/2/2017 5:01:34 PM
734422 | L01~TN | ALKALINE PERSULFATE DIGESTION + EPA METHOD 353.2 | CBP_WQX |  |  |  | 10/10/2017 2:57:00 PM
739728 | L01~TN | ALKALINE PERSULFATE DIGESTION + EPA METHOD 353.2 | WQXTEST |  |  |  | 12/6/2018 10:58:16 AM
739733 | L01~TOC | COMBUSTION INFRARED METHOD | WQXTEST | USEPA~415.1 |  |  | 3/1/2017 12:00:00 AM
734427 | L01~TOC | COMBUSTION INFRARED METHOD | CBP_WQX | USEPA~415.1 |  |  | 3/1/2017 8:28:26 AM
734558 | L01~TON | Total Organic Nitrogen, Specific Conductance, Unspecified Lab Method | CBP_WQX |  |  |  | 3/30/2017 6:19:41 AM
739835 | L01~TON | Total Organic Nitrogen, Specific Conductance, Unspecified Lab Method | WQXTEST |  |  |  | 3/30/2017 12:00:00 AM
734446 | L01~TP | COLORIMETRIC; AUTOMATED; BLOCK DIGESTOR AAII | CBP_WQX | USEPA~365.4 |  |  | 3/1/2017 8:28:26 AM
739752 | L01~TP | COLORIMETRIC; AUTOMATED; BLOCK DIGESTOR AAII | WQXTEST | USEPA~365.4 |  |  | 3/1/2017 12:00:00 AM
739756 | L01~TS | TOTAL SOLIDS DRIED AT 103-105 DEGREES | WQXTEST | USEPA~160.3 |  |  | 3/1/2017 12:00:00 AM
734450 | L01~TS | TOTAL SOLIDS DRIED AT 103-105 DEGREES | CBP_WQX | USEPA~160.3 |  |  | 3/1/2017 8:28:26 AM
739757 | L01~TSS | GRAVIMETRIC; DRIED AT 103-105 C | WQXTEST | USEPA~160.2 |  |  | 3/1/2017 12:00:00 AM
734451 | L01~TSS | GRAVIMETRIC; DRIED AT 103-105 C | CBP_WQX | USEPA~160.2 |  |  | 3/1/2017 8:28:26 AM
739758 | L01~TSSED | GRAVIMETRIC; FILTRATION; DRIED AT 104 C | WQXTEST |  |  |  | 3/1/2017 12:00:00 AM
734452 | L01~TSSED | GRAVIMETRIC; FILTRATION; DRIED AT 104 C | CBP_WQX |  |  |  | 3/1/2017 8:28:26 AM
734453 | L01~TURB_FTU | FORMAZIN TURBIDITY UNITS | CBP_WQX |  |  |  | 10/3/2017 10:40:59 AM
739759 | L01~TURB_FTU | FORMAZIN TURBIDITY UNITS | WQXTEST |  |  |  | 10/3/2017 12:00:00 AM
739760 | L01~TURB_JTU | JACKSON TURBIDITY UNITS | WQXTEST |  |  |  | 3/1/2017 12:00:00 AM
734454 | L01~TURB_JTU | JACKSON TURBIDITY UNITS | CBP_WQX |  |  |  | 3/1/2017 8:28:26 AM
739973 | L01~TURB_NTRU | LAB TURBIDITY | WQXTEST |  |  |  | 9/27/2017 12:00:00 AM
741204 | L01~TURB_NTRU | LAB TURBIDITY | CBP_WQX |  |  |  | 9/27/2017 8:34:05 AM
734457 | L01~TURB_NTU | NEPHELOMETRIC | CBP_WQX | USEPA~180.1 |  |  | 3/1/2017 8:28:26 AM
739763 | L01~TURB_NTU | NEPHELOMETRIC | WQXTEST | USEPA~180.1 |  |  | 3/1/2017 12:00:00 AM
734557 | L01~VOLORG | Volatile Organics-ODU Undocumented Method VSS | CBP_WQX |  |  |  | 3/30/2017 6:19:41 AM
739834 | L01~VOLORG | Volatile Organics-ODU Undocumented Method VSS | WQXTEST |  |  |  | 3/30/2017 12:00:00 AM
739764 | L01~VSS | GRAVIMETRIC; IGNITION AT 550 C | WQXTEST | USEPA~160.4 |  |  | 3/1/2017 12:00:00 AM
734458 | L01~VSS | GRAVIMETRIC; IGNITION AT 550 C | CBP_WQX | USEPA~160.4 |  |  | 3/1/2017 8:28:26 AM
734461 | L01~ZN | TOTAL ZINC; ATOMIC EMISSION SPECTROMETRIC | CBP_WQX | USEPA~200.7 |  |  | 3/1/2017 8:28:26 AM
739767 | L01~ZN | TOTAL ZINC; ATOMIC EMISSION SPECTROMETRIC | WQXTEST | USEPA~200.7 |  |  | 3/1/2017 12:00:00 AM
739510 | L02 | L02 | WQXTEST |  |  |  | 3/7/2017 12:00:00 AM
733301 | L02 | L02 | CBP_WQX |  |  |  | 3/7/2017 4:10:40 PM
739830 | L02~ANC | Acid Neutralizing Capacity | WQXTEST |  |  |  | 3/30/2017 12:00:00 AM
734553 | L02~ANC | Acid Neutralizing Capacity | CBP_WQX |  |  |  | 3/30/2017 6:19:39 AM
739831 | L02~CAF | Metals, Wf, ICP-AES | WQXTEST |  |  |  | 3/30/2017 12:00:00 AM
734554 | L02~CAF | Metals, Wf, ICP-AES | CBP_WQX |  |  |  | 3/30/2017 6:19:41 AM
734247 | L02~CHLA | MONOCHROMATIC; SPECTROPHOTOMETRIC | CBP_WQX |  |  |  | 7/20/2017 5:21:14 PM
739553 | L02~CHLA | MONOCHROMATIC; SPECTROPHOTOMETRIC | WQXTEST |  |  |  | 7/20/2017 12:00:00 AM
734555 | L02~CLF | Chloride Filtered-Determination Of Inorganic Anions By Ion Chromatography | CBP_WQX |  |  |  | 3/30/2017 6:19:41 AM
739832 | L02~CLF | Chloride Filtered-Determination Of Inorganic Anions By Ion Chromatography | WQXTEST |  |  |  | 3/30/2017 12:00:00 AM
739833 | L02~CLW | Total Chloride By Ion Chromatography | WQXTEST |  |  |  | 10/2/2017 12:00:00 AM
734556 | L02~CLW | Total Chloride By Ion Chromatography | CBP_WQX |  |  |  | 10/2/2017 12:39:46 PM
739557 | L02~COD | TITRIMETRIC; HIGH LEVEL FOR SALINE WATERS | WQXTEST | USEPA~410.3 |  |  | 3/1/2017 12:00:00 AM
734251 | L02~COD | TITRIMETRIC; HIGH LEVEL FOR SALINE WATERS | CBP_WQX | USEPA~410.3 |  |  | 3/1/2017 8:28:24 AM
739577 | L02~DOC | WET OXIDATION METHOD | WQXTEST |  |  |  | 10/5/2017 12:00:00 AM
734271 | L02~DOC | WET OXIDATION METHOD | CBP_WQX |  |  |  | 10/5/2017 1:35:18 PM
734293 | L02~FCOLI | FECAL COLIFORM MEMBRANE FILTER; M-FC MEDIUM | CBP_WQX |  |  |  | 10/10/2017 2:57:00 PM
739599 | L02~FCOLI | FECAL COLIFORM MEMBRANE FILTER; M-FC MEDIUM | WQXTEST |  |  |  | 12/6/2018 10:58:16 AM
739602 | L02~FE | TOTAL IRON; ATOMIC EMISSION SPECTROMETRIC | WQXTEST | USEPA~200.7 |  |  | 10/4/2017 12:00:00 AM
734296 | L02~FE | TOTAL IRON; ATOMIC EMISSION SPECTROMETRIC | CBP_WQX | USEPA~200.7 |  |  | 10/4/2017 6:02:06 PM
739608 | L02~HARDNESS | COLORIMETRIC; AUTOMATED EDTA | WQXTEST | USEPA~130.1 |  |  | 3/1/2017 12:00:00 AM
734302 | L02~HARDNESS | COLORIMETRIC; AUTOMATED EDTA | CBP_WQX | USEPA~130.1 |  |  | 3/1/2017 8:28:25 AM
739836 | L02~INTSAL | Sediment Interstitial Salinity- Army Corp Of Engineers Sediment Grain Size Analysis Protocol | WQXTEST |  |  |  | 3/30/2017 12:00:00 AM
734559 | L02~INTSAL | Sediment Interstitial Salinity- Army Corp Of Engineers Sediment Grain Size Analysis Protocol | CBP_WQX |  |  |  | 3/30/2017 6:35:39 AM
734560 | L02~K | Metals - Calcium, Magnesium, Potassium & Sodium | CBP_WQX |  |  |  | 3/30/2017 6:35:40 AM
739837 | L02~K | Metals - Calcium, Magnesium, Potassium & Sodium | WQXTEST |  |  |  | 3/30/2017 12:00:00 AM
739838 | L02~MEDDIAM | Median Sediment Diameter-Army Corp Of Engineers Sediment Grain Size Analysis Protocol | WQXTEST |  |  |  | 3/30/2017 12:00:00 AM
734561 | L02~MEDDIAM | Median Sediment Diameter-Army Corp Of Engineers Sediment Grain Size Analysis Protocol | CBP_WQX |  |  |  | 3/30/2017 6:35:40 AM
739839 | L02~MGF | Metals - Calcium, Magnesium, Potassium & Sodium | WQXTEST |  |  |  | 3/30/2017 12:00:00 AM
734562 | L02~MGF | Metals - Calcium, Magnesium, Potassium & Sodium | CBP_WQX |  |  |  | 3/30/2017 6:35:40 AM
739840 | L02~MOIST | Sediment Moisture Percentage- Army Corp Of Engineers Sediment Grain Size Analysis Protocol | WQXTEST |  |  |  | 3/30/2017 12:00:00 AM
734563 | L02~MOIST | Sediment Moisture Percentage- Army Corp Of Engineers Sediment Grain Size Analysis Protocol | CBP_WQX |  |  |  | 3/30/2017 6:35:40 AM
739841 | L02~NAF | Metals - Calcium, Magnesium, Potassium & Sodium | WQXTEST |  |  |  | 3/30/2017 12:00:00 AM
734564 | L02~NAF | Metals - Calcium, Magnesium, Potassium & Sodium | CBP_WQX |  |  |  | 3/30/2017 6:35:40 AM
734309 | L02~NH4F | COLORIMETRIC; AUTO SALICYLATE-HYPOCHLORITE | CBP_WQX |  |  |  | 10/2/2017 4:50:23 PM
739615 | L02~NH4F | COLORIMETRIC; AUTO SALICYLATE-HYPOCHLORITE | WQXTEST |  |  |  | 12/6/2018 4:14:22 PM
739842 | L02~NH4W | Ammonium Nitrogen, Whole Water, Unspecified Lab Method | WQXTEST |  |  |  | 3/30/2017 12:00:00 AM
734565 | L02~NH4W | Ammonium Nitrogen, Whole Water, Unspecified Lab Method | CBP_WQX |  |  |  | 3/30/2017 6:35:40 AM
734316 | L02~NO23F | SPECTROPHOTOMETRIC; MANUAL CADMIUM REDUCTION | CBP_WQX | USEPA~353.3 |  |  | 3/1/2017 8:28:25 AM
739622 | L02~NO23F | SPECTROPHOTOMETRIC; MANUAL CADMIUM REDUCTION | WQXTEST | USEPA~353.3 |  |  | 3/1/2017 12:00:00 AM
734322 | L02~NO23W | MANUAL; SPECTROPHOTOMETRIC; CADMIUM REDUCTION | CBP_WQX | USEPA~353.3 |  |  | 3/1/2017 8:28:25 AM
739628 | L02~NO23W | MANUAL; SPECTROPHOTOMETRIC; CADMIUM REDUCTION | WQXTEST | USEPA~353.3 |  |  | 3/1/2017 12:00:00 AM
734324 | L02~NO2F | MANUAL; SPECTROPHOTOMETRIC; DIAZOTIZATION | CBP_WQX | USEPA~354.1 |  |  | 3/1/2017 8:28:25 AM
739630 | L02~NO2F | MANUAL; SPECTROPHOTOMETRIC; DIAZOTIZATION | WQXTEST | USEPA~354.1 |  |  | 3/1/2017 12:00:00 AM
739632 | L02~NO2W | MANUAL; SPECTROPHOTOMETRIC; DIAZOTIZATION | WQXTEST | USEPA~354.1 |  |  | 3/1/2017 12:00:00 AM
734326 | L02~NO2W | MANUAL; SPECTROPHOTOMETRIC; DIAZOTIZATION | CBP_WQX | USEPA~354.1 |  |  | 3/1/2017 8:28:25 AM
734566 | L02~NO3F | Nitrite, Filtered, Unspecified Lab Method | CBP_WQX |  |  |  | 3/30/2017 6:35:40 AM
739843 | L02~NO3F | Nitrite, Filtered, Unspecified Lab Method | WQXTEST |  |  |  | 3/30/2017 12:00:00 AM
739844 | L02~PH | Ph, Lab, Auto Glass Electrode | WQXTEST |  |  |  | 3/30/2017 12:00:00 AM
734567 | L02~PH | Ph, Lab, Auto Glass Electrode | CBP_WQX |  |  |  | 3/30/2017 6:35:40 AM
734343 | L02~PHEO | MONOCHROMATIC; SPECTROPHOTOMETRIC | CBP_WQX |  |  |  | 7/20/2017 5:21:14 PM
739649 | L02~PHEO | MONOCHROMATIC; SPECTROPHOTOMETRIC | WQXTEST |  |  |  | 7/20/2017 12:00:00 AM
734349 | L02~PO4F | ORTHO-P; MANUAL; ASCORBIC ACID; SINGLE REAGENT | CBP_WQX | USEPA~365.2 |  |  | 3/1/2017 8:28:25 AM
739655 | L02~PO4F | ORTHO-P; MANUAL; ASCORBIC ACID; SINGLE REAGENT | WQXTEST | USEPA~365.2 |  |  | 3/1/2017 12:00:00 AM
734568 | L02~POC | Soc, 0. 45u Silver, Wet Oxidation | CBP_WQX |  |  |  | 3/30/2017 6:35:40 AM
739845 | L02~POC | Soc, 0. 45u Silver, Wet Oxidation | WQXTEST |  |  |  | 3/30/2017 12:00:00 AM
739846 | L02~QUARTDEV | Sediment Quartile Deviation- Army Corp Of Engineers Sediment Grain Size Analysis Protocol | WQXTEST |  |  |  | 3/30/2017 12:00:00 AM
734569 | L02~QUARTDEV | Sediment Quartile Deviation- Army Corp Of Engineers Sediment Grain Size Analysis Protocol | CBP_WQX |  |  |  | 3/30/2017 6:35:41 AM
739847 | L02~SAND | Sediment Percent Sand-Army Corp Of Engineers Sediment Grain Size Analysis Protocol | WQXTEST |  |  |  | 3/30/2017 12:00:00 AM
734570 | L02~SAND | Sediment Percent Sand-Army Corp Of Engineers Sediment Grain Size Analysis Protocol | CBP_WQX |  |  |  | 3/30/2017 6:35:41 AM
734373 | L02~SIF | SPECTROPHOMETRIC; MANUAL; MOLYBDOSILICATE | CBP_WQX | USEPA~370.1 |  |  | 3/1/2017 8:28:25 AM
739679 | L02~SIF | SPECTROPHOMETRIC; MANUAL; MOLYBDOSILICATE | WQXTEST | USEPA~370.1 |  |  | 3/1/2017 12:00:00 AM
739848 | L02~SILTCLAY | Percent Silt clay -Army Corp Of Engineers Sediment Grain Size Analysis Protocol | WQXTEST |  |  |  | 3/30/2017 12:00:00 AM
734571 | L02~SILTCLAY | Percent Silt clay -Army Corp Of Engineers Sediment Grain Size Analysis Protocol | CBP_WQX |  |  |  | 3/30/2017 6:35:41 AM
734377 | L02~SIW | SPECTROPHOMETRIC; MANUAL; MOLYBDOSILICATE | CBP_WQX | USEPA~370.1 |  |  | 3/1/2017 8:28:25 AM
739683 | L02~SIW | SPECTROPHOMETRIC; MANUAL; MOLYBDOSILICATE | WQXTEST | USEPA~370.1 |  |  | 3/1/2017 12:00:00 AM
734572 | L02~SKEWNESS | Army Corp Of Engineers Sediment Grain Size Analysis Protocol | CBP_WQX |  |  |  | 3/30/2017 6:35:41 AM
739849 | L02~SKEWNESS | Army Corp Of Engineers Sediment Grain Size Analysis Protocol | WQXTEST |  |  |  | 3/30/2017 12:00:00 AM
734379 | L02~SO4F | SULFATE BY ION CHROMATOGRAPHY | CBP_WQX | USEPA~300 |  |  | 3/1/2017 8:28:25 AM
739685 | L02~SO4F | SULFATE BY ION CHROMATOGRAPHY | WQXTEST | USEPA~300 |  |  | 3/1/2017 12:00:00 AM
739850 | L02~SO4W | Anions, Wf, IC | WQXTEST |  |  |  | 3/30/2017 12:00:00 AM
734573 | L02~SO4W | Anions, Wf, IC | CBP_WQX |  |  |  | 3/30/2017 6:35:41 AM
734574 | L02~SPCOND | Specific Conductivity, Lab, Auto Bridge | CBP_WQX |  |  |  | 3/30/2017 6:35:41 AM
739851 | L02~SPCOND | Specific Conductivity, Lab, Auto Bridge | WQXTEST |  |  |  | 3/30/2017 12:00:00 AM
734575 | L02~SSC_FINE | Suspended Sediment Particles Passing Through A 0. 062 Mm Sieve | CBP_WQX |  |  |  | 3/30/2017 6:35:41 AM
739852 | L02~SSC_FINE | Suspended Sediment Particles Passing Through A 0. 062 Mm Sieve | WQXTEST |  |  |  | 3/30/2017 12:00:00 AM
739853 | L02~SSC_SAND | Suspended Sediment Particles Retained On A 0. 062 Mm Sieve | WQXTEST |  |  |  | 3/30/2017 12:00:00 AM
734576 | L02~SSC_SAND | Suspended Sediment Particles Retained On A 0. 062 Mm Sieve | CBP_WQX |  |  |  | 3/30/2017 6:35:41 AM
739854 | L02~SSC_TOTAL | Gravimetric Evaporation Method; Dried At 90-105 Degrees C | WQXTEST |  |  |  | 7/10/2018 12:27:25 PM
734577 | L02~SSC_TOTAL | Gravimetric Evaporation Method; Dried At 90-105 Degrees C | CBP_WQX |  |  |  | 10/2/2017 4:50:24 PM
734578 | L02~TALK | Alkalinity, Unspecified Lab Method | CBP_WQX |  |  |  | 3/30/2017 6:35:41 AM
739855 | L02~TALK | Alkalinity, Unspecified Lab Method | WQXTEST |  |  |  | 3/30/2017 12:00:00 AM
739856 | L02~TC | Total Sediment Carbon- Army Corp Of Engineers Sediment Grain Size Analysis Protocol | WQXTEST |  |  |  | 3/30/2017 12:00:00 AM
734579 | L02~TC | Total Sediment Carbon- Army Corp Of Engineers Sediment Grain Size Analysis Protocol | CBP_WQX |  |  |  | 3/30/2017 6:35:41 AM
739690 | L02~TCOLI | TOTAL COLIFORM MEMBRANE FILTER; M-FC MEDIUM | WQXTEST |  |  |  | 7/28/2017 12:00:00 AM
734384 | L02~TCOLI | TOTAL COLIFORM MEMBRANE FILTER; M-FC MEDIUM | CBP_WQX |  |  |  | 7/28/2017 2:49:28 PM
736039 | L02~TCOLI_C | TOTAL COLIFORM MEMBRANE FILTER; M-FC MEDIUM | CBP_WQX |  |  |  | 7/25/2017 6:12:15 AM
739972 | L02~TCOLI_C | TOTAL COLIFORM MEMBRANE FILTER; M-FC MEDIUM | WQXTEST |  |  |  | 7/25/2017 12:00:00 AM
739857 | L02~TDN | Alkaline Persulfate Wet Oxidation + Enzyme Catalyzed Nitrate Reduction | WQXTEST |  |  |  | 7/10/2018 12:27:25 PM
734580 | L02~TDN | Alkaline Persulfate Wet Oxidation + Enzyme Catalyzed Nitrate Reduction | CBP_WQX |  |  |  | 10/2/2017 4:50:23 PM
739701 | L02~TDP | ALKALINE PERSULFATE WET OXIDATION + EPA 365.2 | WQXTEST |  |  |  | 8/9/2017 12:00:00 AM
734395 | L02~TDP | ALKALINE PERSULFATE WET OXIDATION + EPA 365.2 | CBP_WQX |  |  |  | 8/9/2017 9:07:55 AM
739858 | L02~TIC | Total Sediment Inorganic Carbon- Army Corp Of Engineers Sediment Grain Size Analysis Protocol | WQXTEST |  |  |  | 3/30/2017 12:00:00 AM
734581 | L02~TIC | Total Sediment Inorganic Carbon- Army Corp Of Engineers Sediment Grain Size Analysis Protocol | CBP_WQX |  |  |  | 3/30/2017 6:35:41 AM
734401 | L02~TKNF | SEMI-AUTOMATED BLOCK DIGESTOR; COLORIMETRIC; NITRO | CBP_WQX | USEPA~351.2 |  |  | 3/1/2017 8:28:26 AM
739707 | L02~TKNF | SEMI-AUTOMATED BLOCK DIGESTOR; COLORIMETRIC; NITRO | WQXTEST | USEPA~351.2 |  |  | 3/1/2017 12:00:00 AM
739710 | L02~TKNW | SEMI-AUTOMATED BLOCK DIGESTOR; COLORIMETRIC; NITRO | WQXTEST | USEPA~351.2 |  |  | 3/1/2017 12:00:00 AM
734404 | L02~TKNW | SEMI-AUTOMATED BLOCK DIGESTOR; COLORIMETRIC; NITRO | CBP_WQX | USEPA~351.2 |  |  | 3/1/2017 8:28:26 AM
739859 | L02~TN | Total Nitrogen, Unspecified Lab Method | WQXTEST |  |  |  | 3/30/2017 12:00:00 AM
734582 | L02~TN | Total Nitrogen, Unspecified Lab Method | CBP_WQX |  |  |  | 3/30/2017 6:35:41 AM
739734 | L02~TOC | WET OXIDATION METHOD | WQXTEST |  |  |  | 7/29/2017 12:00:00 AM
734428 | L02~TOC | WET OXIDATION METHOD | CBP_WQX |  |  |  | 7/29/2017 9:53:53 AM
734447 | L02~TP | COLORIMETRIC; MANUAL; ASCORBIC ACID; SINGLE REAGENT | CBP_WQX | USEPA~365.2 |  |  | 3/1/2017 8:28:26 AM
739753 | L02~TP | COLORIMETRIC; MANUAL; ASCORBIC ACID; SINGLE REAGENT | WQXTEST | USEPA~365.2 |  |  | 3/1/2017 12:00:00 AM
739860 | L02~ZNF | Dissolved Zinc | WQXTEST |  |  |  | 3/30/2017 12:00:00 AM
734583 | L02~ZNF | Dissolved Zinc | CBP_WQX |  |  |  | 3/30/2017 6:35:41 AM
739524 | L03 | L03 | WQXTEST |  |  |  | 4/19/2018 12:05:47 PM
733407 | L03 | L03 | CBP_WQX |  |  |  | 3/7/2017 4:13:57 PM
739861 | L03~ANC | Acid Neutralizing Capacity, Unspecified Lab Method | WQXTEST |  |  |  | 3/30/2017 12:00:00 AM
734584 | L03~ANC | Acid Neutralizing Capacity, Unspecified Lab Method | CBP_WQX |  |  |  | 3/30/2017 6:35:41 AM
739554 | L03~CHLA | FLUOROMETRIC; IN-VITRO CHLOROPHYLL A | WQXTEST |  |  |  | 11/29/2018 1:44:33 PM
734248 | L03~CHLA | FLUOROMETRIC; IN-VITRO CHLOROPHYLL A | CBP_WQX |  |  |  | 10/10/2017 2:56:58 PM
734585 | L03~CLW | Total Chloride By Automated Colorimetry - Automated Ferricyanide Aii | CBP_WQX |  |  |  | 9/27/2017 12:07:11 PM
739862 | L03~CLW | Total Chloride By Automated Colorimetry - Automated Ferricyanide Aii | WQXTEST |  |  |  | 5/23/2018 11:19:54 AM
734252 | L03~COD | COLORIMETRIC; AUTOMATED OR MANUAL | CBP_WQX | USEPA~410.4 |  |  | 3/1/2017 8:28:24 AM
739558 | L03~COD | COLORIMETRIC; AUTOMATED OR MANUAL | WQXTEST | USEPA~410.4 |  |  | 3/1/2017 12:00:00 AM
734272 | L03~DOC | UV OR HEATED PERSULFATE OXIDATION | CBP_WQX |  |  |  | 10/4/2017 5:58:48 PM
739578 | L03~DOC | UV OR HEATED PERSULFATE OXIDATION | WQXTEST |  |  |  | 7/10/2018 12:27:24 PM
734294 | L03~FCOLI | DIRECT TEST; A-1 MEDIUM | CBP_WQX |  |  |  | 3/1/2017 8:28:25 AM
739600 | L03~FCOLI | DIRECT TEST; A-1 MEDIUM | WQXTEST |  |  |  | 3/1/2017 12:00:00 AM
739863 | L03~FE_U | Metals, Wf, ICP-AES | WQXTEST |  |  |  | 3/30/2017 12:00:00 AM
734620 | L03~FE_U | Metals, Wf, ICP-AES | CBP_WQX |  |  |  | 3/30/2017 6:43:01 AM
734621 | L03~HARDNESS | Unspecified Laboratory Method | CBP_WQX |  |  |  | 9/27/2017 12:07:11 PM
739864 | L03~HARDNESS | Unspecified Laboratory Method | WQXTEST |  |  |  | 5/23/2018 11:19:54 AM
734622 | L03~MEDDIAM | Median Sediment Diameter-VIMS Undocumented | CBP_WQX |  |  |  | 3/30/2017 6:43:01 AM
739865 | L03~MEDDIAM | Median Sediment Diameter-VIMS Undocumented | WQXTEST |  |  |  | 3/30/2017 12:00:00 AM
739866 | L03~NH4F | Ammonium Nitrogen, Unspecified Lab Method | WQXTEST |  |  |  | 3/30/2017 12:00:00 AM
734623 | L03~NH4F | Ammonium Nitrogen, Unspecified Lab Method | CBP_WQX |  |  |  | 3/30/2017 6:43:01 AM
734624 | L03~NH4W | Ammonium Nitrogen, Whole Water, Unspecified Lab Method 2 | CBP_WQX |  |  |  | 3/30/2017 6:43:01 AM
739867 | L03~NH4W | Ammonium Nitrogen, Whole Water, Unspecified Lab Method 2 | WQXTEST |  |  |  | 3/30/2017 12:00:00 AM
739868 | L03~NO23F | Enzymatic Nitrate Method | WQXTEST |  |  |  | 7/10/2018 3:09:08 PM
734625 | L03~NO23F | Enzymatic Nitrate Method | CBP_WQX |  |  |  | 10/2/2017 4:50:23 PM
739869 | L03~NO23W | Nitrate+Nitrite, Whole Water, Unspecified Lab Method | WQXTEST |  |  |  | 3/30/2017 12:00:00 AM
734626 | L03~NO23W | Nitrate+Nitrite, Whole Water, Unspecified Lab Method | CBP_WQX |  |  |  | 3/30/2017 6:43:01 AM
739870 | L03~NO2F | Dissolved Nitrite By Ion Chromatography | WQXTEST |  |  |  | 3/30/2017 12:00:00 AM
734627 | L03~NO2F | Dissolved Nitrite By Ion Chromatography | CBP_WQX |  |  |  | 3/30/2017 6:43:01 AM
739871 | L03~NO2W | Total Nitrite By Ion Chromatography | WQXTEST |  |  |  | 3/30/2017 12:00:00 AM
734628 | L03~NO2W | Total Nitrite By Ion Chromatography | CBP_WQX |  |  |  | 3/30/2017 6:43:02 AM
734629 | L03~NO3F | Nitrite, Filtered, Unspecified Lab Method 2 | CBP_WQX |  |  |  | 3/30/2017 6:43:02 AM
739872 | L03~NO3F | Nitrite, Filtered, Unspecified Lab Method 2 | WQXTEST |  |  |  | 3/30/2017 12:00:00 AM
739650 | L03~PHEO | MONOCHROMATIC; FLUOROMETRIC | WQXTEST | USEPA~445 |  |  | 3/1/2017 12:00:00 AM
734344 | L03~PHEO | MONOCHROMATIC; FLUOROMETRIC | CBP_WQX | USEPA~445 |  |  | 3/1/2017 8:28:25 AM
734350 | L03~PO4F | ORTHOPHOSPHATE; MANUAL; ASCORBIC ACID; TWO REAGENT | CBP_WQX | USEPA~365.3 |  |  | 3/1/2017 8:28:25 AM
739656 | L03~PO4F | ORTHOPHOSPHATE; MANUAL; ASCORBIC ACID; TWO REAGENT | WQXTEST | USEPA~365.3 |  |  | 3/1/2017 12:00:00 AM
734630 | L03~SAND | Sediment Percent Sand-VIMS Undocumented Method | CBP_WQX |  |  |  | 3/30/2017 6:43:02 AM
739873 | L03~SAND | Sediment Percent Sand-VIMS Undocumented Method | WQXTEST |  |  |  | 3/30/2017 12:00:00 AM
739680 | L03~SIF | SILICA; ATOMIC ABSORPTION SPECTROMETRY; DIRECT | WQXTEST |  |  |  | 3/1/2017 12:00:00 AM
734374 | L03~SIF | SILICA; ATOMIC ABSORPTION SPECTROMETRY; DIRECT | CBP_WQX |  |  |  | 3/1/2017 8:28:25 AM
739874 | L03~SILTCLAY | Percent Silt clay -VIMS Undocumented Method | WQXTEST |  |  |  | 3/30/2017 12:00:00 AM
734631 | L03~SILTCLAY | Percent Silt clay -VIMS Undocumented Method | CBP_WQX |  |  |  | 3/30/2017 6:43:02 AM
739875 | L03~SIW | Silica By Inductively Coupled Plasma - Mass Spectrometry | WQXTEST |  |  |  | 3/30/2017 12:00:00 AM
734632 | L03~SIW | Silica By Inductively Coupled Plasma - Mass Spectrometry | CBP_WQX |  |  |  | 3/30/2017 6:43:02 AM
734380 | L03~SO4F | AUTOMATED COLORIMETRIC; METHYLTHYMOL BLUE | CBP_WQX | USEPA~375.2 |  |  | 3/1/2017 8:28:25 AM
739686 | L03~SO4F | AUTOMATED COLORIMETRIC; METHYLTHYMOL BLUE | WQXTEST | USEPA~375.2 |  |  | 3/1/2017 12:00:00 AM
734633 | L03~SSC_TOTAL | Total Suspended Sediment Concentration, Unspecified Lab Method | CBP_WQX |  |  |  | 3/30/2017 6:43:02 AM
739876 | L03~SSC_TOTAL | Total Suspended Sediment Concentration, Unspecified Lab Method | WQXTEST |  |  |  | 3/30/2017 12:00:00 AM
739877 | L03~TALK | Alkalinity, Unspecified Lab Method 2 | WQXTEST |  |  |  | 3/30/2017 12:00:00 AM
734634 | L03~TALK | Alkalinity, Unspecified Lab Method 2 | CBP_WQX |  |  |  | 3/30/2017 6:43:02 AM
734635 | L03~TDN | Total Dissolved Nitrogen, Unspecified Lab Method | CBP_WQX |  |  |  | 3/30/2017 6:43:02 AM
739878 | L03~TDN | Total Dissolved Nitrogen, Unspecified Lab Method | WQXTEST |  |  |  | 3/30/2017 12:00:00 AM
734396 | L03~TDP | ALKALINE PERSULFATE WET OXIDATION + EPA 365.3 | CBP_WQX |  |  |  | 10/2/2017 8:50:16 PM
739702 | L03~TDP | ALKALINE PERSULFATE WET OXIDATION + EPA 365.3 | WQXTEST |  |  |  | 10/2/2017 12:00:00 AM
734402 | L03~TKNF | COLORIMETRIC: NESSLER;TITRIMETRIC OR POTENTIOMETRIC | CBP_WQX | USEPA~351.3 |  |  | 3/1/2017 8:28:26 AM
739708 | L03~TKNF | COLORIMETRIC: NESSLER;TITRIMETRIC OR POTENTIOMETRIC | WQXTEST | USEPA~351.3 |  |  | 3/1/2017 12:00:00 AM
739711 | L03~TKNW | COLORIMETRIC: NESSLER;TITRIMETRIC OR POTENTIOMETRIC | WQXTEST | USEPA~351.3 |  |  | 3/1/2017 12:00:00 AM
734405 | L03~TKNW | COLORIMETRIC: NESSLER;TITRIMETRIC OR POTENTIOMETRIC | CBP_WQX | USEPA~351.3 |  |  | 3/1/2017 8:28:26 AM
734636 | L03~TN | Total Sediment Nitrogen- Army Corp Of Engineers Sediment Grain Size Analysis Protocol | CBP_WQX |  |  |  | 3/30/2017 6:43:02 AM
739879 | L03~TN | Total Sediment Nitrogen- Army Corp Of Engineers Sediment Grain Size Analysis Protocol | WQXTEST |  |  |  | 3/30/2017 12:00:00 AM
739735 | L03~TOC | UV OR HEATED PERSULFATE OXIDATION | WQXTEST |  |  |  | 5/23/2018 11:19:54 AM
734429 | L03~TOC | UV OR HEATED PERSULFATE OXIDATION | CBP_WQX |  |  |  | 10/5/2017 1:36:27 PM
734448 | L03~TP | COLORIMETRIC; MANUAL; ASCORBIC ACID; TWO REAGENT | CBP_WQX | USEPA~365.3 |  |  | 3/1/2017 8:28:26 AM
739754 | L03~TP | COLORIMETRIC; MANUAL; ASCORBIC ACID; TWO REAGENT | WQXTEST | USEPA~365.3 |  |  | 3/1/2017 12:00:00 AM
739508 | L04 | L04 | WQXTEST |  |  |  | 3/7/2017 12:00:00 AM
733299 | L04 | L04 | CBP_WQX |  |  |  | 3/7/2017 4:52:37 PM
734637 | L04~NH4F | Ammonium Nitrogen, Filtered, Unspecified Lab Method 2 | CBP_WQX |  |  |  | 3/30/2017 6:43:02 AM
739880 | L04~NH4F | Ammonium Nitrogen, Filtered, Unspecified Lab Method 2 | WQXTEST |  |  |  | 3/30/2017 12:00:00 AM
734638 | L04~NO2F | Nutrients, Wf, Colorimetric | CBP_WQX |  |  |  | 3/30/2017 6:43:02 AM
739881 | L04~NO2F | Nutrients, Wf, Colorimetric | WQXTEST |  |  |  | 3/30/2017 12:00:00 AM
734639 | L04~PO4F | Orthophosphate Phosphorus As P, Whole Water, Unspecified Lab Method | CBP_WQX |  |  |  | 3/30/2017 6:43:02 AM
739882 | L04~PO4F | Orthophosphate Phosphorus As P, Whole Water, Unspecified Lab Method | WQXTEST |  |  |  | 3/30/2017 12:00:00 AM
734640 | L04~SIF | Metals, Wf, ICP-AES | CBP_WQX |  |  |  | 3/30/2017 6:43:02 AM
739883 | L04~SIF | Metals, Wf, ICP-AES | WQXTEST |  |  |  | 3/30/2017 12:00:00 AM
734641 | L04~SO4F | Sulfate By Ion Chromatography-Similar To 300. 0 | CBP_WQX |  |  |  | 3/30/2017 6:43:02 AM
739884 | L04~SO4F | Sulfate By Ion Chromatography-Similar To 300. 0 | WQXTEST |  |  |  | 3/30/2017 12:00:00 AM
734397 | L04~TDP | COLOMETRIC; AUTOMATED; ASCORBIC ACID | CBP_WQX | USEPA~365.1 |  |  | 3/1/2017 8:28:26 AM
739703 | L04~TDP | COLOMETRIC; AUTOMATED; ASCORBIC ACID | WQXTEST | USEPA~365.1 |  |  | 3/1/2017 12:00:00 AM
734642 | L04~TKNF | Total Kjeldahl Nitrogen, Filtered, Unspecified Lab Method | CBP_WQX |  |  |  | 3/30/2017 6:43:02 AM
739885 | L04~TKNF | Total Kjeldahl Nitrogen, Filtered, Unspecified Lab Method | WQXTEST |  |  |  | 3/30/2017 12:00:00 AM
734643 | L04~TKNW | Total Kjeldahl Nitrogen , Whole Water, Unspecified Lab Method | CBP_WQX |  |  |  | 3/30/2017 6:43:02 AM
739886 | L04~TKNW | Total Kjeldahl Nitrogen , Whole Water, Unspecified Lab Method | WQXTEST |  |  |  | 3/30/2017 12:00:00 AM
734644 | L04~TOC | Total Organic Carbon, Unspecified Lab Method | CBP_WQX |  |  |  | 3/30/2017 6:43:02 AM
739887 | L04~TOC | Total Organic Carbon, Unspecified Lab Method | WQXTEST |  |  |  | 3/30/2017 12:00:00 AM
739755 | L04~TP | COLORIMETRIC; MANUAL; ASCORBIC ACID | WQXTEST | USEPA~365.1 |  |  | 3/1/2017 12:00:00 AM
734449 | L04~TP | COLORIMETRIC; MANUAL; ASCORBIC ACID | CBP_WQX | USEPA~365.1 |  |  | 3/1/2017 8:28:26 AM
739523 | L05 | L05 | WQXTEST |  |  |  | 3/7/2017 12:00:00 AM
733406 | L05 | L05 | CBP_WQX |  |  |  | 3/7/2017 4:10:40 PM
734645 | L05~PO4F | Orthophosphate Phosphorus As P, Whole Water, Unspecified Lab Method 2 | CBP_WQX |  |  |  | 3/30/2017 6:43:02 AM
739888 | L05~PO4F | Orthophosphate Phosphorus As P, Whole Water, Unspecified Lab Method 2 | WQXTEST |  |  |  | 3/30/2017 12:00:00 AM
734398 | L05~TDP | BLOCK DIGESTION; AUTOMATED ASCORBIC ACID | CBP_WQX | USEPA~365.4 |  |  | 3/1/2017 8:28:26 AM
739704 | L05~TDP | BLOCK DIGESTION; AUTOMATED ASCORBIC ACID | WQXTEST | USEPA~365.4 |  |  | 3/1/2017 12:00:00 AM
739889 | L05~TOC | Total Sediment Organic Carbon- Army Corp Of Engineers Sediment Grain Size Analysis Protocol | WQXTEST |  |  |  | 3/30/2017 12:00:00 AM
734646 | L05~TOC | Total Sediment Organic Carbon- Army Corp Of Engineers Sediment Grain Size Analysis Protocol | CBP_WQX |  |  |  | 3/30/2017 6:43:02 AM
739890 | L05~TP | Alkaline Persulfate Digestion And EPA365. 1 | WQXTEST |  |  |  | 7/10/2018 3:09:08 PM
734647 | L05~TP | Alkaline Persulfate Digestion And EPA365. 1 | CBP_WQX |  |  |  | 10/2/2017 12:39:46 PM
739504 | L06 | L06 | WQXTEST |  |  |  | 3/6/2017 12:00:00 AM
733295 | L06 | L06 | CBP_WQX |  |  |  | 3/6/2017 4:42:50 PM
734648 | L06~TDP | Total Dissolved Phosphorus, Unspecified Lab Method | CBP_WQX |  |  |  | 3/30/2017 6:43:02 AM
739891 | L06~TDP | Total Dissolved Phosphorus, Unspecified Lab Method | WQXTEST |  |  |  | 3/30/2017 12:00:00 AM
739892 | L06~TP | Total Phosphorus, Unspecified Lab Method | WQXTEST |  |  |  | 3/30/2017 12:00:00 AM
734649 | L06~TP | Total Phosphorus, Unspecified Lab Method | CBP_WQX |  |  |  | 3/30/2017 6:43:02 AM
739522 | L07 | L07 | WQXTEST |  |  |  | 1/17/2017 12:00:00 AM
733405 | L07 | L07 | CBP_WQX |  |  |  | 1/17/2017 8:06:50 AM
739893 | L07~TP | Phosphorus, Wu, Microkj ASF, Hg | WQXTEST |  |  |  | 3/30/2017 12:00:00 AM
734650 | L07~TP | Phosphorus, Wu, Microkj ASF, Hg | CBP_WQX |  |  |  | 3/30/2017 6:43:02 AM
511058 | LAB | Analytical method not available | IL_EPA_WQX | IEPA Lab Methods Manual |  |  | 10/25/2018 10:07:55 AM
520982 | LAB | UNKOWN | SDDENR_WQX |  |  |  | 8/23/2013 9:35:11 AM
741399 | Lab Procedure | Lab Procedure | UTEMTN | Lab Procedure for SunStar Laboratories, Inc. |  |  | 4/9/2018 7:19:17 PM
264208 | LAB TEMP | Lab sample temperature | MNPCA |  |  |  | 6/6/2016 9:31:32 AM
217006 | LAB UNK | Analytical method not available | IL_EPA_WQX |  |  |  | 3/6/2013 10:49:00 AM
734655 | Laboratory Method | Laboratory Method | CTA_WQX | CTA analyzes Phosphorous and Nitrite-Nitrate Samples in house. This is the placeholder to represent the method identified in their QAPP |  |  | 3/30/2017 5:11:16 PM
521010 | LAC-10-115-01-1P | LAC10-115-01-1P | 21IOWA_WQX |  |  |  | 1/4/2013 8:38:37 AM
762476 | LAC10-107-04-1J | LAC10-107-04-1J (UHL) | IOWAGW_WQX | comparable to USEPA 353.2 |  |  | 5/25/2018 10:12:36 AM
522131 | LAC10-107-04-1J | LAC10-107-04-1J (UHL) | NEIARCD_WQX |  |  |  | 1/31/2013 11:11:36 AM
459072 | LAC10-107-04-1J | LAC10-107-04-1J (UHL) | 21IOWA_WQX | comparable to USEPA 353.2 |  |  | 10/30/2018 3:58:43 PM
554869 | LAC10-107-04-1J | LAC10-107-04-1J (UHL) | WQXTEST | comparable to USEPA 353.2 |  |  | 10/7/2014 4:18:26 PM
554870 | LAC10-107-06-1J | LAC10-107-06-1J (UHL) | WQXTEST | comparable to USEPA 350.1 |  |  | 10/7/2014 4:18:26 PM
522130 | LAC10-107-06-1J | LAC10-107-06-1J (UHL) | NEIARCD_WQX |  |  |  | 1/31/2013 11:11:35 AM
110025 | LAC10-107-06-1J | LAC10-107-06-1J (UHL) | 21IOWA_WQX | comparable to USEPA 350.1 |  |  | 10/30/2018 3:58:43 PM
762477 | LAC10-107-06-1J | LAC10-107-06-1J (UHL) | IOWAGW_WQX | comparable to USEPA 350.1 |  |  | 5/25/2018 10:12:36 AM
762478 | LAC10-107-06-2E | LAC10-107-06-2E (UHL) | IOWAGW_WQX | comparable to USEPA 351.1 |  |  | 5/25/2018 10:12:36 AM
109974 | LAC10-107-06-2E | LAC10-107-06-2E (UHL) | 21IOWA_WQX | comparable to USEPA 351.1 |  |  | 10/30/2018 3:58:43 PM
554871 | LAC10-107-06-2E | LAC10-107-06-2E (UHL) | WQXTEST | comparable to USEPA 351.1 |  |  | 10/7/2014 4:18:26 PM
459080 | LAC10-107-06-5A | LAC10-107-06-5A (UHL) | 21IOWA_WQX | Equivalent to EPA 351.2 |  |  | 6/27/2012 4:17:43 PM
762492 | LAC10-107-06-5A | LAC10-107-06-5A (UHL) | IOWAGW_WQX | Equivalent to EPA 351.2 |  |  | 5/25/2018 10:13:57 AM
554872 | LAC10-115-01-1A | LAC10-115-01-1A (UHL) | WQXTEST | Equivalent to EPA 365.1 |  |  | 10/7/2014 4:18:27 PM
762479 | LAC10-115-01-1A | LAC10-115-01-1A (UHL) | IOWAGW_WQX | Equivalent to EPA 365.1 |  |  | 5/25/2018 10:12:36 AM
459073 | LAC10-115-01-1A | LAC10-115-01-1A (UHL) | 21IOWA_WQX | Equivalent to EPA 365.1 |  |  | 10/30/2018 3:58:43 PM
762484 | LAC10-115-01-1C | LAC10-115-01-1C (UHL) | IOWAGW_WQX | Equivalent to EPA 365.4 |  |  | 5/25/2018 10:12:41 AM
554876 | LAC10-115-01-1C | LAC10-115-01-1C (UHL) | WQXTEST | Equivalent to EPA 365.4 |  |  | 10/7/2014 4:19:03 PM
459075 | LAC10-115-01-1C | LAC10-115-01-1C (UHL) | 21IOWA_WQX | Equivalent to EPA 365.4 |  |  | 10/30/2018 3:58:44 PM
522133 | LAC10-115-01-1C | LAC10-115-01-1C (UHL) | NEIARCD_WQX |  |  |  | 1/31/2013 11:12:15 AM
459074 | LAC10-115-01-1D | LAC10-115-01-1D (UHL) | 21IOWA_WQX | Equivalent to EPA 365.4 |  |  | 10/30/2018 3:58:43 PM
762480 | LAC10-115-01-1D | LAC10-115-01-1D (UHL) | IOWAGW_WQX | Equivalent to EPA 365.4 |  |  | 5/25/2018 10:12:36 AM
554873 | LAC10-115-01-1D | LAC10-115-01-1D (UHL) | WQXTEST | Equivalent to EPA 365.4 |  |  | 10/7/2014 4:18:27 PM
522132 | LAC10-115-01-1D | LAC10-115-01-1D (UHL) | NEIARCD_WQX |  |  |  | 1/31/2013 11:11:36 AM
110629 | LAC31-115-01-3-D | In-Line Digestion/FIA for Total Nitrogen | TESTGCSWQX | In-Line Digestion/FIA for Total Nitrogen via the Lachat IC/FIA Instrument |  |  | 3/9/2011 1:12:28 PM
131956 | LAC31-115-01-3-D | LAC31-115-01-3-D method | NARSTEST | Find in QAPP | ssss |  | 10/12/2011 8:53:11 AM
565374 | LACH 10-107-04-1-A,J | NITRATE/NITRITE | MEDEP_WQX |  |  |  | 9/21/2015 12:05:35 PM
565381 | LACH 10-116-10-2-C,A | SULFATE | MEDEP_WQX |  |  |  | 10/20/2015 2:20:46 PM
66227 | LACHAT 10-107-04-1-C | NITRATE/NITRITE | MEDEP_WQX |  |  |  | 5/24/2010 4:47:54 PM
67554 | LACHAT 10-107-04-1-C | TOTAL NITRITE-NITRATE BY FLOW INJECTION | 21MSWQ_WQX |  |  |  | 10/15/2010 12:16:01 PM
62911 | LACHAT 10-107-04-1-J | NITRATE/NITRITE | MEDEP_WQX |  |  |  | 5/24/2010 4:47:33 PM
529864 | LACHAT 10-107-05-1-A | Nitrite | 21SC60WQ_WQX |  |  |  | 11/5/2018 12:59:15 PM
529860 | LACHAT 10-107-06-1-C | Ammonia | 21SC60WQ_WQX |  |  |  | 11/5/2018 12:40:44 PM
67552 | LACHAT 10-107-06-1-C | TOTAL AMMONIA NITROGEN BY FLOW INJECTION | 21MSWQ_WQX |  |  |  | 10/15/2010 12:16:02 PM
67547 | LACHAT 10-107-06-2-D | TOTAL KJELDAHL NITROGEN BY FLOW INJECTION | 21MSWQ_WQX |  |  |  | 10/15/2010 12:16:02 PM
62910 | LACHAT 10-107-06-2-E | KJELDAHL NITROGEN (TKN) | MEDEP_WQX |  |  |  | 5/24/2010 4:47:33 PM
562699 | LACHAT 10-107-06-2-H | KJELDAHL NITROGEN (TKN) | MEDEP_WQX |  |  |  | 3/3/2015 12:04:19 PM
67550 | LACHAT 10-115-01-1-C | TOTAL PHOSPHORUS BY FLOW INJECTION | 21MSWQ_WQX |  |  |  | 10/15/2010 12:16:02 PM
529861 | LACHAT 10-115-01-1-E | Total Phosphorus in Water | 21SC60WQ_WQX |  |  |  | 11/5/2018 12:40:44 PM
62909 | LACHAT 10-115-01-1-F | TOTAL PHOSPHOROUS | MEDEP_WQX |  |  |  | 5/24/2010 4:47:33 PM
66215 | LACHAT 10-117-07-1-A | TOTAL CHLORIDE | MEDEP_WQX |  |  |  | 5/24/2010 4:47:34 PM
67549 | LACHAT 10-117-07-1-A | CHLORIDE BY FLOW INJECTION | 21MSWQ_WQX |  |  |  | 10/15/2010 12:16:02 PM
66361 | LACHAT 10-308-00-1-A | COLOR IN WATERS | MEDEP_WQX |  |  |  | 5/24/2010 4:50:25 PM
111519 | Lachat 31-107-04-4-A | In-Line Digestion/FIA for Total Nitrogen via the Lachat IC/FIA Instrument | NARSTEST |  |  |  | 2/23/2012 9:44:58 AM
458968 | Lachat 31-107-04-4-A | In-Line Digestion/FIA for Total Nitrogen via the Lachat IC/FIA Instrument | EPA_OCMA_R2 |  |  |  | 3/13/2012 3:50:43 PM
505176 | LB_QAPP | Lower Brule Quality Assurance Project Plan | LWRBRULE |  |  |  | 7/28/2018 2:14:56 AM
586875 | LC DOSS | LC DOSS | DWH_SCRIBE1082 |  |  |  | 9/10/2011 5:23:34 PM
262114 | LC-001-1 | DEP SOP: LC-001-1 (based on EPA 8321A) | 21FLFTM_WQX |  |  |  | 6/20/2012 3:27:13 PM
257450 | LC-006-2 | DEP SOP: LC-006-2 (based on EPA 531.1 and 8321A) | 21FLGW_WQX |  |  |  | 12/11/2013 11:31:26 AM
262111 | LC-006-2 | DEP SOP: LC-006-2 (based on EPA 531.1) | 21FLFTM_WQX |  |  |  | 6/20/2012 3:27:13 PM
262115 | LC-008-3 | DEP SOP: LC-008-3 | 21FLFTM_WQX |  |  |  | 6/20/2012 3:27:13 PM
764452 | LC-IC-MS/MS | 8321M-SPE-Pyrethroids | CTEPO_WQX | For Pyrethroids at Babcock labs |  |  | 12/12/2018 5:16:00 PM
733450 | LC-MS-MS | Sucralose. | 21FLLOX_WQX |  |  |  | 1/20/2017 10:55:22 AM
764537 | LC-MS/MS | LC-MS/MS | OREGONDEQ | Used for Algal Toxins and effluent characterization |  |  | 2/11/2019 11:16:01 AM
564942 | LC/MS | LC/MS | IDEQ_WQX | LC/MS |  |  | 5/5/2015 4:06:43 PM
736002 | LC/MS/MS | Liquid chromatography with tandem mass spectrometric detection | OST_SHPD |  |  |  | 6/29/2017 8:08:07 AM
732236 | LC/MS/MS | Liquid chromatography with tandem mass spectrometric detection | OST_SHPD_TEST |  |  |  | 6/26/2017 9:32:38 AM
730282 | LC2331 | LC2331 | NTHRNUTE | This is a analytical method from USGS |  |  | 4/17/2018 5:06:56 PM
520991 | LC2331 | LC2331 | SPIRITLK | LC2331 - is the method from the analyte ID per USGS. |  |  | 2/27/2019 6:18:04 PM
730290 | LC2333 | LC2333 | NTHRNUTE | This is a analytical method from USGS |  |  | 4/17/2018 5:07:04 PM
520992 | LC2333 | LC2333 | SPIRITLK | LC2333 - is the method from the analyte ID per USGS. |  |  | 2/27/2019 6:18:04 PM
762740 | LC2629 | DOC, wf, 0.45 cap,HT | MHA_NATN | Test code: 2629 Analyte ID: 00681CMB15 |  |  | 10/5/2018 3:39:01 PM
301148 | LC2644 | LC2644 | SPIRITLK | LC2644- is the method from the analyte ID per USGS. It is related to P62630 |  |  | 2/23/2018 7:34:57 PM
301149 | LC2645 | LC2645 | SPIRITLK | LC2645- is the method from the analyte ID per USGS. It is related to P70953 |  |  | 2/23/2018 7:34:57 PM
301123 | LC3118 | LC3118 | SPIRITLK | LC3118 - is the method from the analyte ID per USGS |  |  | 2/23/2018 7:33:56 PM
730286 | LC3118 | LC3118 | NTHRNUTE | This is a analytical method from USGS |  |  | 4/17/2018 5:06:58 PM
730289 | LC3121 | LC3121 | NTHRNUTE | This is a analytical method from EPA USGS |  |  | 4/17/2018 5:06:59 PM
301124 | LC3121 | LC3121 | SPIRITLK | LC3121- is the method from the analyte ID per USGS. |  |  | 2/27/2019 6:18:04 PM
730287 | LC3122 | LC3122 | NTHRNUTE | This is a analytical method from EPA USGS |  |  | 4/17/2018 5:06:58 PM
520996 | LC3122 | LC3122 | SPIRITLK | LC3122 - is the method from the analyte ID per USGS. It is related to P01000 |  |  | 2/27/2019 6:18:04 PM
301151 | LC3123 | LC3123 | SPIRITLK | LC3123 - is the method from the analyte ID per USGS |  |  | 2/23/2018 7:34:20 PM
520997 | LC3124 | LC3124 | SPIRITLK | LC3124 - is the method from the analyte ID per USGS. It is related to P01035 |  |  | 2/27/2019 6:18:04 PM
520998 | LC3125 | LC3125 | SPIRITLK | LC3125 - related to P01037 |  |  | 2/23/2018 7:35:43 PM
520999 | LC3126 | LC3126 | SPIRITLK | LC3126 - P01030 |  |  | 2/27/2019 6:18:04 PM
521000 | LC3127 | LC3127 | SPIRITLK | LC3127 - P01034 |  |  | 2/23/2018 7:35:43 PM
521001 | LC3128 | LC3128 | SPIRITLK | LC3128 - P01040 |  |  | 2/27/2019 6:18:04 PM
521002 | LC3129 | LC3129 | SPIRITLK | LC3129 - P01042 |  |  | 2/23/2018 7:35:43 PM
521003 | LC3130 | LC3130 | SPIRITLK | LC3130 - P01065 |  |  | 2/27/2019 6:18:04 PM
521004 | LC3131 | LC3131 | SPIRITLK | LC3131 - P01067 |  |  | 2/23/2018 7:35:43 PM
521005 | LC3132 | LC3132 | SPIRITLK | LC3132 - P01145 |  |  | 2/27/2019 6:18:04 PM
730288 | LC3132 | LC3132 | NTHRNUTE | This is a analytical method from EPA USGS |  |  | 4/17/2018 5:06:58 PM
521006 | LC3133 | LC3133 | SPIRITLK | LC3133 - P01147 |  |  | 2/23/2018 7:35:43 PM
521007 | LC3134 | LC3134 | SPIRITLK | LC3134 - P01085 |  |  | 2/27/2019 6:18:04 PM
521008 | LC3138 | LC3138 | SPIRITLK | LC3138 - P01090 |  |  | 2/27/2019 6:18:04 PM
521009 | LC3139 | LC3139 | SPIRITLK | LC3139 - P01092 |  |  | 2/23/2018 7:35:43 PM
301125 | LC3152 | LC3152 | SPIRITLK | LC3152 is the method from the analyte ID per USGS. It is realated to P62360 and P70953 |  |  | 2/27/2019 6:18:06 PM
730291 | LC3156 | LC3156 | NTHRNUTE | This is a analytical method from EPA USGS |  |  | 4/17/2018 5:07:09 PM
762739 | LC3156 | NO2+NO3, Kone | MHA_NATN | Test code: 3156 Analyte ID: 00631RED01 |  |  | 10/5/2018 3:39:00 PM
520993 | LC3156 | LC3156 | SPIRITLK | LC3156 - is the method from the analyte ID per USGS. It is related to P00631 |  |  | 2/27/2019 6:18:04 PM
762738 | LC3211 | Carbon, organic, tot | MHA_NATN | Test code: 3211 Analyte ID: 00680COMB9 |  |  | 10/5/2018 3:39:00 PM
764618 | LC651 | LC651 | SPIRITLK | USDOI/USGS - ION CHROM FLUORIDE |  |  | 2/27/2019 6:18:03 PM
131300 | LCEL | Lee County Environmental Lab Field Collection Procedures | 21FLEECO_WQX | physical parameters |  |  | 12/4/2018 11:27:18 AM
3070 | LCGC_21_634 | ALGALTOXINS IN WATER BY HPLC/MS/MS | WIDNR_WQX |  |  |  | 8/21/2015 5:12:37 AM
733431 | LCQSM | LAKE COUNTY QUALITY SYSTEMS MANUAL | 21FLLCPC_WQX |  |  |  | 1/11/2017 2:53:46 PM
2446 | LC_PEST | Low Concentration Water for Pesticides | USEPA |  |  |  | 8/12/2006 11:50:00 PM
2447 | LC_SV | Semivolatiles in Low Concentration Water | USEPA |  |  |  | 8/12/2006 11:50:00 PM
2448 | LC_VOA | Volatile Organics in Low Concentration Water | USEPA |  |  |  | 8/12/2006 11:50:00 PM
275003 | LEG_P00001 | X-SEC. LOC., HORIZ (FT. FROM R BANK LOOK UPSTR.) | MNPCA |  |  |  | 7/12/2013 4:49:47 PM
274987 | LEG_P00005 | X-SEC. LOC., VERTICAL (PERCENT OF TOTAL DEPTH) | MNPCA |  |  |  | 8/13/2013 12:03:04 PM
275019 | LEG_P00009 | X-SEC. LOC.(FT FROM LEFT BANK LOOKING DOWNSTRM) | MNPCA |  |  |  | 7/14/2013 12:04:23 AM
110625 | LEG_P00011 | Temperature, water (degrees Fahrenheit) | MNPCA |  |  |  | 2/7/2011 11:11:31 AM
275000 | LEG_P00065 | STAGE, STREAM (FEET) | MNPCA |  |  |  | 2/3/2016 3:16:58 PM
274979 | LEG_P00070 | TURBIDITY, (JACKSON CANDLE UNITS) | MNPCA |  |  |  | 6/3/2016 3:25:33 PM
262631 | LEG_P00071 | TURBIDITY HELLIGE (JACKSON CANDLE UNITS) JCU | MNPCA |  |  |  | 1/2/2019 3:01:40 PM
262303 | LEG_P00076 | TURBIDITY,HACH TURBIDIMETER (FORMAZIN TURB UNIT) | MNPCA |  |  |  | 1/2/2019 3:00:54 PM
262420 | LEG_P00080 | COLOR (PLATINUM-COBALT UNITS) | MNPCA |  |  |  | 2/1/2019 11:01:47 AM
274903 | LEG_P00081 | COLOR,APPARENT(UNFILTERED SAMPLE) PLAT-COB UNITS | MNPCA |  |  |  | 6/3/2016 4:30:51 PM
274998 | LEG_P00091 | FLOW, MINIMUM OF FLOW RANGE CFS | MNPCA |  |  |  | 7/15/2013 2:59:45 PM
274999 | LEG_P00092 | FLOW, MAXIMUM OF FLOW RANGE CFS | MNPCA |  |  |  | 7/15/2013 2:59:45 PM
262314 | LEG_P00095 | SPECIFIC CONDUCTANCE (UMHOS/CM @ 25C) | MNPCA |  |  |  | 2/1/2019 11:01:47 AM
274883 | LEG_P00162 | SILVER, IN THE WHOLE WATER SAMPLE KILOGRAMS/BATCH | MNPCA |  |  |  | 6/30/2013 10:25:17 PM
274879 | LEG_P00290 | OXYGEN,DISSOLVED,UPTAKE,LIGHT BOTTLE,IN 24HR MG/L | MNPCA |  |  |  | 6/2/2016 11:52:07 AM
264141 | LEG_P00307 | BOD, NITROGEN INHIB.,DISS., 5 DAY, 20 DEG C MG/L | MNPCA |  |  |  | 6/3/2016 11:53:37 AM
264142 | LEG_P00308 | BOD, NITROGEN INHIB.,TOTAL, 20 DAY, 20 DEG C MG/L | MNPCA |  |  |  | 6/3/2016 11:53:37 AM
264139 | LEG_P00309 | BOD, NITROGEN INHIB.,DISS., 20 DAY, 20 DEG C MG/L | MNPCA |  |  |  | 6/3/2016 11:53:37 AM
262315 | LEG_P00310 | BOD, 5 DAY, 20 DEG C MG/L | MNPCA |  |  |  | 1/2/2019 3:00:54 PM
264140 | LEG_P00311 | BOD, DISSOLVED, 5 DAY MG/L | MNPCA |  |  |  | 6/3/2016 11:53:37 AM
264137 | LEG_P00313 | BOD, DISSOLVED, 20 DAY, 20 DEG C MG/L | MNPCA |  |  |  | 6/3/2016 11:53:37 AM
264138 | LEG_P00314 | BOD, NITROGEN INHIB.,TOTAL, 5 DAY, 20 DEG C MG/L | MNPCA |  |  |  | 6/3/2016 11:53:36 AM
269142 | LEG_P00319 | BOD, ULTIMATE ALL STAGES, 20 DEG C MG/L | MNPCA |  |  |  | 1/2/2019 3:02:28 PM
264136 | LEG_P00324 | BOD, 20 DAY, 20 DEG C MG/L | MNPCA |  |  |  | 6/3/2016 11:53:12 AM
262330 | LEG_P00335 | COD, .025N K2CR2O7 MG/L | MNPCA |  |  |  | 1/2/2019 3:02:17 PM
274867 | LEG_P00340 | COD, .25N K2CR2O7 MG/L | MNPCA |  |  |  | 1/2/2019 3:01:20 PM
264143 | LEG_P00341 | COD, DISSOLVED, .25N K2CR2O7 MG/L | MNPCA |  |  |  | 6/3/2016 11:59:30 AM
275087 | LEG_P00401 | CATIONS MINUS ANIONS MILLIEQUIVALENTS | MNPCA |  |  |  | 6/3/2016 4:10:34 PM
262318 | LEG_P00403 | PH, LAB, STANDARD UNITS SU | MNPCA |  |  |  | 2/1/2019 11:01:47 AM
263584 | LEG_P00425 | ALKALINITY, BICARBONATE (MG/L AS CACO3) | MNPCA |  |  |  | 5/1/2018 2:23:37 PM
274880 | LEG_P00436 | ACIDITY, MINERAL (METHYL ORANGE) (MG/L AS CACO3) | MNPCA |  |  |  | 6/2/2016 12:28:51 PM
269706 | LEG_P00440 | BICARBONATE ION (MG/L AS HCO3) | MNPCA |  |  |  | 6/3/2016 12:01:30 PM
269708 | LEG_P00445 | CARBONATE ION (MG/L AS CO3) | MNPCA |  |  |  | 6/3/2016 12:01:30 PM
262327 | LEG_P00500 | RESIDUE, TOTAL (MG/L) | MNPCA |  |  |  | 1/2/2019 3:00:54 PM
262773 | LEG_P00505 | RESIDUE, TOTAL VOLATILE (MG/L) | MNPCA |  |  |  | 1/2/2019 3:00:54 PM
275091 | LEG_P00510 | RESIDUE, TOTAL FIXED (MG/L) | MNPCA |  |  |  | 6/3/2016 3:48:07 PM
262324 | LEG_P00515 | RESIDUE, TOTAL FILTRABLE (DRIED AT 105C),MG/L | MNPCA |  |  |  | 1/2/2019 3:01:15 PM
262317 | LEG_P00530 | RESIDUE, TOTAL NONFILTRABLE (MG/L) | MNPCA |  |  |  | 1/2/2019 3:00:54 PM
262772 | LEG_P00535 | RESIDUE, VOLATILE NONFILTRABLE (MG/L) | MNPCA |  |  |  | 1/2/2019 3:00:54 PM
269199 | LEG_P00540 | RESIDUE, FIXED NONFILTRABLE (MG/L) | MNPCA |  |  |  | 6/4/2016 2:37:12 AM
274933 | LEG_P00545 | RESIDUE, SETTLEABLE (ML/L) | MNPCA |  |  |  | 6/3/2016 3:13:34 PM
274866 | LEG_P00550 | OIL & GREASE (SOXHLET EXTRACTION) TOTAL,REC.,MG/L | MNPCA |  |  |  | 1/2/2019 3:01:20 PM
265029 | LEG_P00556 | OIL & GREASE (FREON EXTR.-GRAV METH) TOT,REC,MG/L | MNPCA |  |  |  | 1/2/2019 3:00:55 PM
264203 | LEG_P00600 | NITROGEN, TOTAL (MG/L AS N) | MNPCA |  |  |  | 1/2/2019 3:01:06 PM
262319 | LEG_P00605 | NITROGEN, ORGANIC, TOTAL (MG/L AS N) | MNPCA |  |  |  | 1/2/2019 3:00:54 PM
274937 | LEG_P00607 | NITROGEN, ORGANIC, DISSOLVED (MG/L AS N) | MNPCA |  |  |  | 6/3/2016 12:39:57 PM
262833 | LEG_P00608 | NITROGEN, AMMONIA, DISSOLVED (MG/L AS N) | MNPCA |  |  |  | 2/1/2019 11:01:47 AM
274927 | LEG_P00609 | TOTAL AMMONIA NITROGEN, 30 DAY ,(MG/L AS N) | MNPCA |  |  |  | 3/2/2016 1:58:13 PM
262320 | LEG_P00610 | NITROGEN, AMMONIA, TOTAL (MG/L AS N) | MNPCA |  |  |  | 1/2/2019 3:00:54 PM
263785 | LEG_P00615 | NITRITE NITROGEN, TOTAL (MG/L AS N) | MNPCA |  |  |  | 1/2/2019 3:00:54 PM
263261 | LEG_P00618 | NITRATE NITROGEN, DISSOLVED (MG/L AS N) | MNPCA |  |  |  | 2/1/2019 11:01:47 AM
262321 | LEG_P00620 | NITRATE NITROGEN, TOTAL (MG/L AS N) | MNPCA |  |  |  | 1/2/2019 3:00:54 PM
274920 | LEG_P00623 | NITROGEN, KJELDAHL, DISSOLVED (MG/L AS N) | MNPCA |  |  |  | 6/3/2016 4:30:02 PM
262310 | LEG_P00625 | NITROGEN, KJELDAHL, TOTAL, (MG/L AS N) | MNPCA |  |  |  | 1/2/2019 3:01:20 PM
268907 | LEG_P00629 | NITROGEN, ORGANIC KJELDAHL, TOTAL (MG/L AS N) | MNPCA |  |  |  | 6/4/2016 2:55:48 AM
262300 | LEG_P00630 | NITRITE PLUS NITRATE, TOTAL 1 DET. (MG/L AS N) | MNPCA |  |  |  | 1/2/2019 3:01:20 PM
274938 | LEG_P00631 | NITRITE PLUS NITRATE, DISS. 1 DET. (MG/L AS N) | MNPCA |  |  |  | 6/3/2016 12:39:57 PM
274955 | LEG_P00660 | PHOSPHATE, ORTHO (MG/L AS PO4) | MNPCA |  |  |  | 5/7/2015 2:12:45 AM
262302 | LEG_P00665 | PHOSPHORUS, TOTAL (MG/L AS P) | MNPCA |  |  |  | 1/2/2019 3:00:54 PM
268916 | LEG_P00666 | PHOSPHORUS, DISSOLVED (MG/L AS P) | MNPCA |  |  |  | 1/2/2019 3:01:06 PM
274935 | LEG_P00667 | PHOSPHORUS, SUSPENDED (MG/L AS P) | MNPCA |  |  |  | 5/6/2015 7:18:16 PM
269587 | LEG_P00670 | PHOSPHORUS, TOTAL ORGANIC (MG/L AS P) | MNPCA |  |  |  | 6/3/2016 4:30:51 PM
262337 | LEG_P00671 | PHOSPHORUS, DISSOLVED ORTHOPHOSPHATE (MG/L AS P) | MNPCA |  |  |  | 6/4/2016 2:37:12 AM
274924 | LEG_P00672 | PHOSPHORUS, DISSOLVED HYDROLYZABLE (MG/L AS P) | MNPCA |  |  |  | 3/2/2016 1:58:13 PM
264144 | LEG_P00680 | CARBON, TOTAL ORGANIC (MG/L AS C) | MNPCA |  |  |  | 1/2/2019 3:02:28 PM
262632 | LEG_P00681 | CARBON, DISSOLVED ORGANIC (MG/L AS C) | MNPCA |  |  |  | 2/1/2019 11:01:47 AM
264204 | LEG_P00685 | CARBON, TOTAL INORGANIC (MG/L AS C) | MNPCA |  |  |  | 1/2/2019 3:07:27 PM
274857 | LEG_P00689 | CARBON, SUSPENDED ORGANIC (MG/L AS C) | MNPCA |  |  |  | 1/2/2019 3:01:20 PM
264202 | LEG_P00690 | CARBON, TOTAL (MG/L AS C) | MNPCA |  |  |  | 1/2/2019 3:07:27 PM
263246 | LEG_P00720 | CYANIDE, TOTAL (MG/L AS CN) MG/L | MNPCA |  |  |  | 1/2/2019 3:00:55 PM
274806 | LEG_P00745 | SULFIDE, TOTAL (MG/L AS S) | MNPCA |  |  |  | 1/2/2019 3:00:59 PM
274926 | LEG_P00746 | SULFIDE, DISSOLVED (MG/L AS S) | MNPCA |  |  |  | 3/2/2016 12:01:12 PM
262322 | LEG_P00900 | HARDNESS, TOTAL (MG/L AS CACO3) | MNPCA |  |  |  | 1/2/2019 3:00:54 PM
263188 | LEG_P00910 | CALCIUM (MG/L AS CACO3) | MNPCA |  |  |  | 1/2/2019 3:00:55 PM
262696 | LEG_P00915 | CALCIUM, DISSOLVED (MG/L AS CA) | MNPCA |  |  |  | 2/1/2019 11:01:47 AM
269709 | LEG_P00916 | CALCIUM, TOTAL (MG/L AS CA) | MNPCA |  |  |  | 6/3/2016 4:26:03 PM
263538 | LEG_P00920 | MAGNESIUM (MG/L AS CACO3) | MNPCA |  |  |  | 1/2/2019 3:00:55 PM
262700 | LEG_P00925 | MAGNESIUM, DISSOLVED (MG/L AS MG) | MNPCA |  |  |  | 2/1/2019 11:01:47 AM
269707 | LEG_P00927 | MAGNESIUM, TOTAL (MG/L AS MG) | MNPCA |  |  |  | 6/3/2016 3:42:00 PM
263187 | LEG_P00929 | SODIUM, TOTAL (MG/L AS NA) | MNPCA |  |  |  | 1/2/2019 3:01:06 PM
262697 | LEG_P00930 | SODIUM, DISSOLVED (MG/L AS NA) | MNPCA |  |  |  | 2/1/2019 11:01:47 AM
262698 | LEG_P00935 | POTASSIUM, DISSOLVED (MG/L AS K) | MNPCA |  |  |  | 2/1/2019 11:01:47 AM
269144 | LEG_P00937 | POTASSIUM, TOTAL MG/L AS K) | MNPCA |  |  |  | 1/2/2019 3:01:06 PM
262326 | LEG_P00940 | CHLORIDE,TOTAL IN WATER MG/L | MNPCA |  |  |  | 2/1/2019 11:01:47 AM
262325 | LEG_P00945 | SULFATE, TOTAL (MG/L AS SO4) | MNPCA |  |  |  | 2/1/2019 11:01:47 AM
274882 | LEG_P00946 | SULFATE, DISSOLVED (MG/L AS SO4) | MNPCA |  |  |  | 3/2/2016 1:04:42 PM
264205 | LEG_P00950 | FLUORIDE, DISSOLVED (MG/L AS F) | MNPCA |  |  |  | 1/2/2019 3:00:55 PM
267152 | LEG_P00951 | FLUORIDE, TOTAL (MG/L AS F) | MNPCA |  |  |  | 1/2/2019 3:01:20 PM
262699 | LEG_P00955 | SILICA, DISSOLVED (MG/L AS SI02) | MNPCA |  |  |  | 2/1/2019 11:01:47 AM
263585 | LEG_P00956 | SILICA, TOTAL (MG/L AS SI02) | MNPCA |  |  |  | 1/2/2019 3:01:20 PM
263045 | LEG_P00958 | SILICATE, UNFILTERED REACTIVE (MG/L SIO3 AS SI) | MNPCA |  |  |  | 6/4/2016 3:43:47 AM
269081 | LEG_P00978 | ARSENIC,TOTAL RECOVERABLE IN WATER AS AS UG/L | MNPCA |  |  |  | 6/3/2016 3:19:34 PM
269075 | LEG_P01000 | ARSENIC, DISSOLVED (UG/L AS AS) | MNPCA |  |  |  | 7/11/2013 12:14:03 PM
263248 | LEG_P01002 | ARSENIC, TOTAL (UG/L AS AS) | MNPCA |  |  |  | 1/2/2019 3:00:55 PM
265027 | LEG_P01007 | BARIUM, TOTAL (UG/L AS BA) | MNPCA |  |  |  | 1/2/2019 3:00:55 PM
275079 | LEG_P01012 | BERYLLIUM, TOTAL (UG/L AS BE) | MNPCA |  |  |  | 6/3/2016 4:26:03 PM
274804 | LEG_P01022 | BORON, TOTAL (UG/L AS B) | MNPCA |  |  |  | 1/2/2019 3:00:55 PM
274799 | LEG_P01025 | CADMIUM, DISSOLVED (UG/L AS CD) | MNPCA |  |  |  | 1/2/2019 3:02:10 PM
263124 | LEG_P01027 | CADMIUM, TOTAL (UG/L AS CD) | MNPCA |  |  |  | 1/2/2019 3:00:54 PM
274862 | LEG_P01030 | CHROMIUM, DISSOLVED (UG/L AS CR) | MNPCA |  |  |  | 5/5/2015 1:47:16 PM
269069 | LEG_P01032 | CHROMIUM, HEXAVALENT (UG/L AS CR) | MNPCA |  |  |  | 1/2/2019 3:00:55 PM
263249 | LEG_P01034 | CHROMIUM, TOTAL (UG/L AS CR) | MNPCA |  |  |  | 1/2/2019 3:00:55 PM
274802 | LEG_P01035 | COBALT, DISSOLVED (UG/L AS CO) | MNPCA |  |  |  | 1/2/2019 3:02:10 PM
267151 | LEG_P01037 | COBALT, TOTAL (UG/L AS CO) | MNPCA |  |  |  | 1/2/2019 3:01:20 PM
269082 | LEG_P01040 | COPPER, DISSOLVED (UG/L AS CU) | MNPCA |  |  |  | 1/2/2019 3:02:10 PM
263245 | LEG_P01042 | COPPER, TOTAL (UG/L AS CU) | MNPCA |  |  |  | 1/2/2019 3:00:54 PM
264055 | LEG_P01045 | IRON, TOTAL (UG/L AS FE) | MNPCA |  |  |  | 2/1/2019 11:01:52 AM
274801 | LEG_P01046 | IRON, DISSOLVED (UG/L AS FE) | MNPCA |  |  |  | 1/2/2019 3:02:10 PM
275089 | LEG_P01047 | IRON, FERROUS (UG/L AS FE) | MNPCA |  |  |  | 6/4/2016 3:04:14 AM
269077 | LEG_P01049 | LEAD, DISSOLVED (UG/L AS PB) | MNPCA |  |  |  | 1/2/2019 3:02:10 PM
263125 | LEG_P01051 | LEAD, TOTAL (UG/L AS PB) | MNPCA |  |  |  | 1/2/2019 3:00:54 PM
264041 | LEG_P01055 | MANGANESE, TOTAL (UG/L AS MN) | MNPCA |  |  |  | 1/2/2019 3:00:54 PM
274860 | LEG_P01056 | MANGANESE, DISSOLVED (UG/L AS MN) | MNPCA |  |  |  | 6/3/2016 3:25:34 PM
275082 | LEG_P01059 | THALLIUM, TOTAL (UG/L AS TL) | MNPCA |  |  |  | 6/3/2016 4:26:03 PM
275085 | LEG_P01062 | MOLYBDENUM, TOTAL (UG/L AS MO) | MNPCA |  |  |  | 6/3/2016 4:26:03 PM
274915 | LEG_P01064 | TELLURIUM, TOTAL IN WHOLE WATER SAMPLE (UG/L) | MNPCA |  |  |  | 7/7/2013 6:05:54 PM
269076 | LEG_P01065 | NICKEL, DISSOLVED (UG/L AS NI) | MNPCA |  |  |  | 1/2/2019 3:02:10 PM
263250 | LEG_P01067 | NICKEL, TOTAL (UG/L AS NI) | MNPCA |  |  |  | 1/2/2019 3:00:54 PM
269080 | LEG_P01074 | NICKEL,TOTAL RECOVERABLE IN WATER AS NI UG/L | MNPCA |  |  |  | 6/3/2016 3:19:34 PM
274805 | LEG_P01077 | SILVER, TOTAL (UG/L AS AG) | MNPCA |  |  |  | 1/2/2019 3:00:55 PM
275081 | LEG_P01082 | STRONTIUM, TOTAL (UG/L AS SR) | MNPCA |  |  |  | 6/3/2016 4:26:03 PM
275080 | LEG_P01087 | VANADIUM, TOTAL (UG/L AS V) | MNPCA |  |  |  | 6/3/2016 4:26:03 PM
274800 | LEG_P01090 | ZINC, DISSOLVED (UG/L AS ZN) | MNPCA |  |  |  | 1/2/2019 3:02:10 PM
263247 | LEG_P01092 | ZINC, TOTAL (UG/L AS ZN) | MNPCA |  |  |  | 1/2/2019 3:00:54 PM
275083 | LEG_P01097 | ANTIMONY, TOTAL (UG/L AS SB) | MNPCA |  |  |  | 6/3/2016 4:26:03 PM
275084 | LEG_P01102 | TIN, TOTAL (UG/L AS SN) | MNPCA |  |  |  | 6/3/2016 4:26:03 PM
263576 | LEG_P01105 | ALUMINUM, TOTAL (UG/L AS AL) | MNPCA |  |  |  | 1/2/2019 3:01:20 PM
263114 | LEG_P01106 | ALUMINUM, DISSOLVED (UG/L AS AL) | MNPCA |  |  |  | 2/1/2019 11:01:47 AM
269079 | LEG_P01113 | CADMIUM,TOTAL RECOVERABLE IN WATER AS CD UG/L | MNPCA |  |  |  | 6/3/2016 3:19:34 PM
269078 | LEG_P01114 | LEAD,TOTAL RECOVERABLE IN WATER AS PB UG/L | MNPCA |  |  |  | 6/3/2016 3:19:34 PM
269083 | LEG_P01119 | COPPER,TOTAL RECOVERABLE IN WATER AS CU UG/L | MNPCA |  |  |  | 6/3/2016 3:19:34 PM
275086 | LEG_P01132 | LITHIUM, TOTAL (UG/L AS LI) | MNPCA |  |  |  | 6/3/2016 4:26:03 PM
269360 | LEG_P01147 | SELENIUM, TOTAL (UG/L AS SE) | MNPCA |  |  |  | 1/2/2019 3:00:55 PM
274858 | LEG_P01152 | TITANIUM, TOTAL (UG/L AS TI) | MNPCA |  |  |  | 6/3/2016 3:24:31 PM
269682 | LEG_P01501 | ALPHA, TOTAL | MNPCA |  |  |  | 1/2/2019 3:00:54 PM
262745 | LEG_P01503 | ALPHA, DISSOLVED | MNPCA |  |  |  | 1/2/2019 3:01:42 PM
262743 | LEG_P01505 | ALPHA, SUSPENDED | MNPCA |  |  |  | 1/2/2019 3:01:44 PM
262633 | LEG_P03501 | BETA, TOTAL | MNPCA |  |  |  | 1/2/2019 3:00:54 PM
262742 | LEG_P03503 | BETA, DISSOLVED | MNPCA |  |  |  | 1/2/2019 3:01:40 PM
262744 | LEG_P03505 | BETA, SUSPENDED | MNPCA |  |  |  | 1/2/2019 3:01:40 PM
274797 | LEG_P07000 | TRITIUM (1H3),TOTAL (PICOCURIES/LITER) | MNPCA |  |  |  | 1/2/2019 3:01:06 PM
274808 | LEG_P09501 | RADIUM 226, TOTAL | MNPCA |  |  |  | 1/2/2019 3:07:27 PM
274809 | LEG_P13501 | STRONTIUM 90, TOTAL | MNPCA |  |  |  | 1/2/2019 3:07:27 PM
274977 | LEG_P30192 | MCPA, WATER, WHOLE, RECOVERABLE UG/L | MNPCA |  |  |  | 6/3/2016 3:12:46 PM
274824 | LEG_P30295 | PROPACHLOR, WATER, WHOLE, RECOVERABLE, UG/L | MNPCA |  |  |  | 7/14/2013 11:40:02 PM
548665 | LEG_P30295 | PROPACHLOR, WATER, WHOLE, RECOVERABLE, UG/L | MNDA_PESTICIDE |  |  |  | 2/1/2018 1:31:42 PM
262331 | LEG_P31501 | COLIFORM,TOT,MEMBRANE FILTER,IMMED.M-ENDO MED,35C | MNPCA |  |  |  | 5/1/2018 2:23:10 PM
268906 | LEG_P31503 | COLIFORM,TOT,MEMBR FILTER,DELAYED,M-ENDO MED,35 C | MNPCA |  |  |  | 6/2/2016 3:39:58 PM
274930 | LEG_P31504 | COLIFORM,TOT,MEMBR FILTER,IMMED,LES ENDO AGAR,35C | MNPCA |  |  |  | 6/4/2016 3:40:12 AM
262630 | LEG_P31505 | COLIFORM,TOT,MPN,CONFIRMED TEST,35C (TUBE 31506) | MNPCA |  |  |  | 1/2/2019 3:00:54 PM
269143 | LEG_P31506 | COLIFORM,TOT,MPN, CONFIRMED TEST, TUBE CONFIG. | MNPCA |  |  |  | 1/2/2019 3:02:28 PM
290945 | LEG_P31507 | COLIFORM,TOT,MPN,COMPLETED TEST,35C (TUBE 31508) | MNPCA |  |  |  | 6/4/2016 3:40:10 AM
262299 | LEG_P31613 | Fecal Coliform, Membrane Filter Agar Technique, from Legacy STORET | MNPCA |  |  |  | 10/3/2016 12:01:40 PM
262552 | LEG_P31615 | FECAL COLIFORM,MPN,EC MED,44.5C (TUBE 31614) | MNPCA |  |  |  | 1/2/2019 3:00:54 PM
262328 | LEG_P31616 | FECAL COLIFORM,MEMBR FILTER,M-FC BROTH,44.5 C | MNPCA |  |  |  | 5/1/2018 2:23:10 PM
269985 | LEG_P31625 | FECAL COLIFORM, MF,M-FC, 0.7 UM | MNPCA |  |  |  | 6/2/2016 4:42:54 PM
262313 | LEG_P31633 | E.COLI,THERMOTOL,MF,M-TEC,IN SITU UREASE #/100ML | MNPCA |  |  |  | 6/3/2016 3:13:54 PM
262316 | LEG_P31639 | ENTEROCOCCI GROUP D,MF TRANS,M-E,EIA #/100ML | MNPCA |  |  |  | 6/3/2016 3:13:42 PM
274975 | LEG_P31664 | DICLOFOP METHYL, WHOLE WATER UG/L | MNPCA |  |  |  | 6/3/2016 3:12:45 PM
262329 | LEG_P31673 | Fecal Streptococcus, Membrane Filter KF Agar Technique, from Legacy STORET | MNPCA |  |  |  | 5/1/2018 2:24:28 PM
262367 | LEG_P31679 | FECAL STREPTOCOCCI,MF M-ENTEROCOCCUS AGAR,35C,48H | MNPCA |  |  |  | 1/2/2019 3:00:55 PM
274934 | LEG_P31680 | FECAL STREPTCOCCI,MF-KF BROTH,35C,4BH #/100 ML | MNPCA |  |  |  | 6/4/2016 3:40:43 AM
264367 | LEG_P32209 | CHLOROPHYLL A UG/L FLUOROMETRIC CORRECTED | MNPCA |  |  |  | 1/2/2018 10:42:35 AM
268910 | LEG_P32210 | CHLOROPHYLL-A UG/L TRICHROMATIC UNCORRECTED | MNPCA |  |  |  | 1/2/2019 3:01:06 PM
262312 | LEG_P32211 | CHLOROPHYLL-A UG/L SPECTROPHOTOMETRIC ACID. METH. | MNPCA |  |  |  | 2/1/2019 11:01:47 AM
274877 | LEG_P32212 | CHLOROPHYLL-B UG/L TRICHROMATIC UNCORRECTED | MNPCA |  |  |  | 6/4/2016 4:36:53 AM
268915 | LEG_P32214 | CHLOROPHYLL-C UG/L TRICHROMATIC UNCORRECTED | MNPCA |  |  |  | 6/4/2016 4:36:53 AM
262311 | LEG_P32218 | PHEOPHYTIN-A UG/L SPECTROPHOTOMETRIC ACID. METH. | MNPCA |  |  |  | 2/1/2019 11:01:47 AM
274968 | LEG_P32219 | PHEOPHYTIN RATIO(OD 663)SPECTRO,BEFORE/AFTER ACID | MNPCA |  |  |  | 6/3/2016 3:18:29 PM
274904 | LEG_P32230 | CHLOROPHYLL A (MG/L) | MNPCA |  |  |  | 6/3/2016 11:52:19 AM
262715 | LEG_P32730 | PHENOLICS, TOTAL, RECOVERABLE (UG/L) | MNPCA |  |  |  | 1/2/2019 3:00:55 PM
274982 | LEG_P32732 | PHENOLICS,DISSOLVED,UG/L | MNPCA |  |  |  | 6/3/2016 3:41:32 PM
274983 | LEG_P32733 | PHENOLICS,SUSPENDED,UG/L | MNPCA |  |  |  | 6/3/2016 3:41:32 PM
274993 | LEG_P34371 | ETHYLBENZENE TOTWUG/L | MNPCA |  |  |  | 5/7/2015 10:10:08 AM
274868 | LEG_P34671 | PCB - 1016 TOTWUG/L | MNPCA |  |  |  | 6/3/2016 3:14:56 PM
264742 | LEG_P38260 | METHYLENE BLUE ACTIVE SUBST. (DETERGENTS, ETC.) | MNPCA |  |  |  | 1/2/2019 3:00:54 PM
274851 | LEG_P38477 | LINURON WATER, TOTUG/L | MNPCA |  |  |  | 7/14/2013 11:40:03 PM
548659 | LEG_P38578 | PROPAZINE, TOTAL, WATER UG/L | MNDA_PESTICIDE |  |  |  | 2/1/2018 1:31:42 PM
274821 | LEG_P38578 | PROPAZINE, TOTAL, WATER UG/L | MNPCA |  |  |  | 7/15/2013 12:05:49 AM
274973 | LEG_P38710 | BENTAZON WATER, TOTUG/L | MNPCA |  |  |  | 6/3/2016 3:12:45 PM
548666 | LEG_P38740 | CHLORPYRIFOS-METHYL WATER, TOTUG/L | MNDA_PESTICIDE |  |  |  | 2/1/2018 1:31:44 PM
274814 | LEG_P38740 | CHLORPYRIFOS-METHYL WATER, TOTUG/L | MNPCA |  |  |  | 7/11/2013 8:22:09 AM
548672 | LEG_P38787 | ETHALFLURALIN WATER, TOTUG/L | MNDA_PESTICIDE |  |  |  | 2/1/2018 1:31:43 PM
274813 | LEG_P38787 | ETHALFLURALIN WATER, TOTUG/L | MNPCA |  |  |  | 7/15/2013 12:05:49 AM
274941 | LEG_P39023 | PHORATE, FLAME IONIZATION, WATER SAMPLE (UG/L) | MNPCA |  |  |  | 7/11/2013 11:37:25 AM
274833 | LEG_P39032 | PCP (PENTACHLOROPHENOL) WHOLE WATER SAMPLE UG/L | MNPCA |  |  |  | 6/3/2016 3:14:56 PM
274974 | LEG_P39053 | ALDICARB IN WHOLE WATER (UG/L) | MNPCA |  |  |  | 6/3/2016 3:12:45 PM
274855 | LEG_P39055 | SIMAZINE IN WHOLE WATER (UG/L) | MNPCA |  |  |  | 7/14/2013 11:40:03 PM
548667 | LEG_P39056 | PROMETONE IN WHOLE WATER (UG/L) | MNDA_PESTICIDE |  |  |  | 2/1/2018 1:31:42 PM
274822 | LEG_P39056 | PROMETONE IN WHOLE WATER (UG/L) | MNPCA |  |  |  | 7/15/2013 12:05:49 AM
274846 | LEG_P39062 | CHLORDANE-CIS ISOMER,WHOLE WATER SAMPL (UG/L) | MNPCA |  |  |  | 6/3/2016 3:14:56 PM
274831 | LEG_P39065 | CHLORDANE-TRNS ISOMER,WHOLE WATER SAMPL (UG/L) | MNPCA |  |  |  | 6/3/2016 3:14:56 PM
274873 | LEG_P39068 | CHLORDANE-NONACHLOR,CIS ISO,WHOLE WTR (UG/L) | MNPCA |  |  |  | 7/24/2013 12:17:38 AM
274836 | LEG_P39071 | CHLORDANE-NONACHLOR,TPANS ISO,WHOLE WTR (UG/L) | MNPCA |  |  |  | 6/3/2016 3:14:56 PM
274798 | LEG_P39300 | P,P' DDT IN WHOLE WATER SAMPLE (UG/L) | MNPCA |  |  |  | 1/2/2019 3:00:55 PM
265028 | LEG_P39305 | O,P' DDT IN WHOLE WATER SAMPLE (UG/L) | MNPCA |  |  |  | 1/2/2019 3:02:02 PM
274837 | LEG_P39310 | P,P' DDD IN WHOLE WATER SAMPLE (UG/L) | MNPCA |  |  |  | 6/3/2016 3:14:56 PM
274838 | LEG_P39315 | O,P' DDD IN WHOLE WATER SAMPLE (UG/L) | MNPCA |  |  |  | 6/3/2016 3:14:56 PM
274832 | LEG_P39320 | P,P' DDE IN WHOLE WATER SAMPLE (UG/L) | MNPCA |  |  |  | 6/3/2016 3:14:56 PM
274841 | LEG_P39327 | ORTHO PARA DDE IN WHOLE WATER SAMPLE (UG/L) | MNPCA |  |  |  | 6/3/2016 3:14:56 PM
274839 | LEG_P39330 | ALDRIN IN WHOLE WATER SAMPLE (UG/L) | MNPCA |  |  |  | 1/2/2019 3:01:59 PM
274842 | LEG_P39337 | ALPHA BENZENE HEXACHLORIDE IN WHOLE WATER SAMP | MNPCA |  |  |  | 6/3/2016 3:14:56 PM
274844 | LEG_P39340 | GAMMA-BHC(LINDANE),WHOLE WATER,UG/L | MNPCA |  |  |  | 7/23/2013 11:55:46 PM
274835 | LEG_P39350 | CHLORDANE(TECH MIX & METABS),WHOLE WATER,UG/L | MNPCA |  |  |  | 6/3/2016 3:14:56 PM
274818 | LEG_P39356 | METOLACHLOR(DUAL) IN WHOLE WATER UG/L | MNPCA |  |  |  | 7/14/2013 11:40:03 PM
548673 | LEG_P39356 | METOLACHLOR(DUAL) IN WHOLE WATER UG/L | MNDA_PESTICIDE |  |  |  | 2/1/2018 1:31:43 PM
274803 | LEG_P39365 | DDE IN WHOLE WATER SAMPLE (UG/L) | MNPCA |  |  |  | 1/2/2019 3:00:55 PM
274834 | LEG_P39370 | DDT IN WHOLE WATER SAMPLE (UG/L) | MNPCA |  |  |  | 6/3/2016 3:15:02 PM
274870 | LEG_P39379 | SUM OF ALL DDT,DDE& DDD VALUES IN WHL WATER SAMP | MNPCA |  |  |  | 6/3/2016 3:14:56 PM
274807 | LEG_P39380 | DIELDRIN IN WHOLE WATER SAMPLE (UG/L) | MNPCA |  |  |  | 1/2/2019 3:00:59 PM
274845 | LEG_P39390 | ENDRIN IN WHOLE WATER SAMPLE (UG/L) | MNPCA |  |  |  | 1/2/2019 3:00:59 PM
274914 | LEG_P39410 | HEPTACHLOR IN WHOLE WATER SAMPLE (UG/L) | MNPCA |  |  |  | 1/2/2019 3:03:26 PM
274884 | LEG_P39420 | HEPTACHLOR EPOXIDE IN WHOLE WATER SAMPLE (UG/L) | MNPCA |  |  |  | 1/2/2019 3:02:39 PM
274830 | LEG_P39480 | METHOXYCHLOR IN WHOLE WATER SAMPLE (UG/L) | MNPCA |  |  |  | 6/3/2016 3:14:56 PM
274871 | LEG_P39504 | PCB - 1254 PCB SERIES WHOLE WATER SAMPLE UG/L | MNPCA |  |  |  | 6/3/2016 3:14:56 PM
274952 | LEG_P39505 | PCB - 1254 IN FILT. FRAC. OF WAT. SAMPLE UG/L | MNPCA |  |  |  | 7/11/2013 8:03:46 AM
274872 | LEG_P39508 | PCB - 1260 PCB SERIES WHOLE WATER SAMPLE UG/L | MNPCA |  |  |  | 6/3/2016 3:14:56 PM
274843 | LEG_P39516 | PCBS IN WHOLE WATER SAMPLE (UG/L) | MNPCA |  |  |  | 7/23/2013 11:55:48 PM
548660 | LEG_P39570 | DIAZINON IN WHOLE WATER SAMPLE (UG/L) | MNDA_PESTICIDE |  |  |  | 2/1/2018 1:31:44 PM
274819 | LEG_P39570 | DIAZINON IN WHOLE WATER SAMPLE (UG/L) | MNPCA |  |  |  | 7/11/2013 8:22:08 AM
274815 | LEG_P39600 | METHYL PARATHION IN WHOLE WATER SAMPLE (UG/L) | MNPCA |  |  |  | 7/14/2013 11:40:03 PM
548661 | LEG_P39600 | METHYL PARATHION IN WHOLE WATER SAMPLE (UG/L) | MNDA_PESTICIDE |  |  |  | 2/1/2018 1:31:44 PM
274811 | LEG_P39630 | ATRAZINE(AATREX) IN WHOLE WATER SAMPLE (UG/L) | MNPCA |  |  |  | 7/14/2013 11:40:02 PM
548664 | LEG_P39630 | ATRAZINE(AATREX) IN WHOLE WATER SAMPLE (UG/L) | MNDA_PESTICIDE |  |  |  | 2/1/2018 1:31:43 PM
274840 | LEG_P39700 | HEXACHLOROBENZENE IN WHOLE WATER SAMPLE (UG/L) | MNPCA |  |  |  | 6/3/2016 3:14:56 PM
274976 | LEG_P39730 | 2,4-D IN WHOLE WATER SAMPLE (UG/L) | MNPCA |  |  |  | 6/3/2016 3:12:46 PM
274875 | LEG_P39755 | MIREX, TOTAL (UG/L) | MNPCA |  |  |  | 7/11/2013 8:19:48 AM
548694 | LEG_P39782 | LINDANE IN WHOLE WATER SAMPLE (UG/L) | MNDA_PESTICIDE |  |  |  | 2/1/2018 1:31:42 PM
274874 | LEG_P39782 | LINDANE IN WHOLE WATER SAMPLE (UG/L) | MNPCA |  |  |  | 7/24/2013 12:16:57 AM
274869 | LEG_P39810 | CHLORDANE,GAMMA,IN WHOLE WATER SAMPLE (UG/L) | MNPCA |  |  |  | 6/3/2016 3:14:56 PM
274925 | LEG_P46123 | IRON, FERROUS, AS FE MG/L | MNPCA |  |  |  | 3/2/2016 1:58:13 PM
274825 | LEG_P46313 | PHORATE IN WHOLE WATER SAMPLE (UG/L) | MNPCA |  |  |  | 6/3/2016 3:12:45 PM
548658 | LEG_P46313 | PHORATE IN WHOLE WATER SAMPLE (UG/L) | MNDA_PESTICIDE |  |  |  | 2/1/2018 1:31:44 PM
274905 | LEG_P46502 | ZOOPLANKTON, TOTAL COUNT /LITER | MNPCA |  |  |  | 6/3/2016 12:41:09 PM
262701 | LEG_P46570 | HARDNESS, CA MG CALCULATED (MG/L AS CACO3) | MNPCA |  |  |  | 2/1/2019 11:01:47 AM
274929 | LEG_P50086 | SETTLEABLE MATTER (ML/L/HR) | MNPCA |  |  |  | 6/3/2016 11:51:03 AM
266447 | LEG_P50284 | MERCURY,METHYL-,WAT,UNFILTERED,RECOVERABLE NG/L | MNPCA |  |  |  | 1/2/2018 10:42:42 AM
269244 | LEG_P60050 | ALGAE, TOTAL (CELLS/ML) | MNPCA |  |  |  | 6/4/2016 4:37:17 AM
269246 | LEG_P60100 | ALGAE, COCCOID BLUE-GREEN (CELLS/ML) | MNPCA |  |  |  | 6/4/2016 4:37:17 AM
269242 | LEG_P60150 | ALGAE, FILAMENTOUS BLUE-GREEN (CELLS/ML) | MNPCA |  |  |  | 6/4/2016 4:37:17 AM
269243 | LEG_P60200 | ALGAE, COCCOID GREEN (CELLS/ML) | MNPCA |  |  |  | 6/4/2016 4:37:17 AM
269245 | LEG_P60300 | ALGAE, FLAGELLATE GREEN (CELLS/ML) | MNPCA |  |  |  | 6/4/2016 4:37:17 AM
269247 | LEG_P60350 | ALGAE, FLAGELLATE OTHER (CELLS/ML) | MNPCA |  |  |  | 6/4/2016 4:37:17 AM
269241 | LEG_P60370 | ALGAE, DIATOMS (CELLS/ML) | MNPCA |  |  |  | 6/4/2016 4:37:17 AM
274864 | LEG_P60990 | ZOOPLANKTON OTHER (/LITER) | MNPCA |  |  |  | 6/3/2016 4:11:31 PM
267150 | LEG_P70299 | SOLIDS, SUSP. - RESIDUE ON EVAP. AT 180 C (MG/L) | MNPCA |  |  |  | 1/2/2019 3:01:20 PM
262338 | LEG_P70300 | RESIDUE,TOTAL FILTRABLE (DRIED AT 180C),MG/L | MNPCA |  |  |  | 1/2/2019 3:02:28 PM
274859 | LEG_P70301 | SOLIDS, DISSOLVED-SUM OF CONSTITUENTS (MG/L) | MNPCA |  |  |  | 6/3/2016 3:24:31 PM
548695 | LEG_P70314 | DACONIL(C8CL4N2) IN WATER UG/L | MNDA_PESTICIDE |  |  |  | 2/1/2018 1:31:43 PM
274878 | LEG_P70314 | DACONIL(C8CL4N2) IN WATER UG/L | MNPCA |  |  |  | 7/15/2013 12:05:49 AM
263044 | LEG_P70318 | SOLIDS, TOTAL, PERCENT OF WET SAMPLE | MNPCA |  |  |  | 1/25/2014 1:06:53 PM
267120 | LEG_P70322 | SOLIDS, VOLATILE, PERCENT OF TOTAL SOLIDS | MNPCA |  |  |  | 8/1/2013 6:27:39 AM
274847 | LEG_P70348 | SOLIDS, SETTLEABLE ML/L | MNPCA |  |  |  | 6/3/2016 11:56:06 AM
262573 | LEG_P70507 | PHOSPHORUS,IN TOTAL ORTHOPHOSPHATE (MG/L AS P) | MNPCA |  |  |  | 2/1/2019 11:01:47 AM
274865 | LEG_P71825 | ACIDITY, TOTAL (MG/L AS H) | MNPCA |  |  |  | 1/2/2019 3:01:20 PM
262716 | LEG_P71900 | MERCURY, TOTAL (UG/L AS HG) | MNPCA |  |  |  | 1/2/2019 3:00:54 PM
274921 | LEG_P71901 | MERCURY,TOTAL RECOVERABLE IN WATER AS HG UG/L | MNPCA |  |  |  | 7/15/2013 12:14:19 AM
274848 | LEG_P73540 | CARBMOTHACID,(1METHETH),S-(2,3DICL2PROP)ESTOTWUG/L | MNPCA |  |  |  | 7/14/2013 11:40:03 PM
269084 | LEG_P74010 | IRON, TOTAL (MG/L AS FE) | MNPCA |  |  |  | 6/4/2016 3:04:14 AM
548668 | LEG_P75980 | ATRAZINE,DE-ISOPROPYL-, WATER, TOTAL UG/L | MNDA_PESTICIDE |  |  |  | 2/1/2018 1:31:44 PM
274816 | LEG_P75980 | ATRAZINE,DE-ISOPROPYL-, WATER, TOTAL UG/L | MNPCA |  |  |  | 7/11/2013 8:22:09 AM
548669 | LEG_P75981 | ATRAZINE,DE-ETHYL-, WATER, TOTAL UG/L | MNDA_PESTICIDE |  |  |  | 2/1/2018 1:31:44 PM
274826 | LEG_P75981 | ATRAZINE,DE-ETHYL-, WATER, TOTAL UG/L | MNPCA |  |  |  | 7/11/2013 8:22:09 AM
274854 | LEG_P77700 | CARBARYL WHOLE WATER,UG/L | MNPCA |  |  |  | 7/14/2013 11:40:08 PM
548674 | LEG_P77825 | ALACHLOR WHOLE WATER,UG/L | MNDA_PESTICIDE |  |  |  | 2/1/2018 1:31:43 PM
274810 | LEG_P77825 | ALACHLOR WHOLE WATER,UG/L | MNPCA |  |  |  | 7/14/2013 11:40:03 PM
274950 | LEG_P78093 | TRI(CHLOROETHYL)PHOSPHATE IN WATER UG/L | MNPCA |  |  |  | 7/11/2013 11:38:24 AM
274992 | LEG_P78124 | BENZENE IN WATER (VOLATILE ANALYSIS) UG/L | MNPCA |  |  |  | 5/7/2015 10:10:08 AM
274990 | LEG_P78131 | TOLUENE IN WHOLE WATER (VOLATILE ANALYSIS) UG/L | MNPCA |  |  |  | 5/7/2015 10:10:08 AM
274932 | LEG_P80029 | ALPHA GROSS TOTAL AS URANIUM NATURAL PC/L | MNPCA |  |  |  | 6/3/2016 9:37:30 AM
269787 | LEG_P80080 | BOD, CARBONACEOUS, 1 DAY, 20 DEG C MG/L | MNPCA |  |  |  | 6/3/2016 11:51:07 AM
269783 | LEG_P80081 | BOD, CARBONACEOUS, 3 DAY, 20 DEG C MG/L | MNPCA |  |  |  | 6/3/2016 11:51:07 AM
262301 | LEG_P80082 | BOD, CARBONACEOUS, 5 DAY, 20 DEG C MG/L | MNPCA |  |  |  | 6/3/2016 3:13:42 PM
269784 | LEG_P80083 | BOD, CARBONACEOUS, 7 DAY, 20 DEG C MG/L | MNPCA |  |  |  | 6/3/2016 11:51:07 AM
269782 | LEG_P80084 | BOD, CARBONACEOUS, 10 DAY, 20 DEG C MG/L | MNPCA |  |  |  | 6/3/2016 11:51:07 AM
269786 | LEG_P80086 | BOD, CARBONACEOUS, 15 DAY, 20 DEG C MG/L | MNPCA |  |  |  | 6/3/2016 11:51:07 AM
263786 | LEG_P80087 | BOD, CARBONACEOUS, 20 DAY, 20 DEG C MG/L | MNPCA |  |  |  | 6/3/2016 3:13:42 PM
269785 | LEG_P80088 | BOD, CARBONACEOUS, 30 DAY, 20 DEG C MG/L | MNPCA |  |  |  | 6/3/2016 11:51:07 AM
268976 | LEG_P80089 | BOD, CARBONACEOUS, 40 DAY, 20 DEG C MG/L | MNPCA |  |  |  | 6/3/2016 11:51:00 AM
269788 | LEG_P80273 | BOD, CARBONACEOUS, 25 DAY, 20 DEG C MG/L | MNPCA |  |  |  | 6/3/2016 11:51:07 AM
274812 | LEG_P81284 | TRIFLURALIN(C13H16F3N3O4) WHOLE WATER SAMPLE UG/L | MNPCA |  |  |  | 6/3/2016 3:12:45 PM
548670 | LEG_P81284 | TRIFLURALIN(C13H16F3N3O4) WHOLE WATER SAMPLE UG/L | MNDA_PESTICIDE |  |  |  | 2/1/2018 1:31:43 PM
274852 | LEG_P81294 | DYFONATE(CU/H15OPS2) WHOLE WATER SAMPLE UG/L | MNPCA |  |  |  | 7/14/2013 11:40:03 PM
268917 | LEG_P81364 | RDX IN WHOLE WATER SAMPLE UG/L | MNPCA |  |  |  | 6/4/2016 3:43:37 AM
274849 | LEG_P81403 | DURSBAN(CHLOROPYRIFOS)WHOLE WATER SAMPLE (UG/L) | MNPCA |  |  |  | 6/3/2016 3:12:45 PM
274856 | LEG_P81405 | CARBOFURAN (EURADAN) WHOLE WATER SAMPLE UG/L | MNPCA |  |  |  | 7/14/2013 11:40:08 PM
548671 | LEG_P81408 | METRIBUZIN (SENCOR), WATER, WHOLE UG/L | MNDA_PESTICIDE |  |  |  | 2/1/2018 1:31:43 PM
274828 | LEG_P81408 | METRIBUZIN (SENCOR), WATER, WHOLE UG/L | MNPCA |  |  |  | 7/14/2013 11:40:03 PM
274850 | LEG_P81410 | BUTYLATE (SUTAN),WHOLE WATER SAMPLE,UG/L | MNPCA |  |  |  | 7/14/2013 11:40:03 PM
274991 | LEG_P81551 | XYLENE WHL WATER SMPL UG/L | MNPCA |  |  |  | 5/7/2015 10:10:08 AM
274827 | LEG_P81757 | CYANAZINE IN THE WHOLE WATER SAMPLE UG/L | MNPCA |  |  |  | 7/14/2013 11:40:03 PM
548675 | LEG_P81757 | CYANAZINE IN THE WHOLE WATER SAMPLE UG/L | MNDA_PESTICIDE |  |  |  | 2/1/2018 1:31:43 PM
274853 | LEG_P81894 | EPTC (EPTAM) IN WHOLE WATER SAMPLE UG/L | MNPCA |  |  |  | 7/14/2013 11:40:03 PM
548662 | LEG_P81894 | EPTC (EPTAM) IN WHOLE WATER SAMPLE UG/L | MNDA_PESTICIDE |  |  |  | 2/1/2018 1:31:44 PM
262332 | LEG_P82028 | RATIO OF FECAL COLIFORM TO FECAL STREPTOCOCCI(CAL) | MNPCA |  |  |  | 1/2/2019 3:00:55 PM
274886 | LEG_P82033 | MAGNESIUM - TOTAL UG/L(AS MG) | MNPCA |  |  |  | 7/10/2013 7:34:39 AM
264057 | LEG_P82079 | TURBIDITY,LAB NEPHELOMETRIC TURBIDITY UNITS, NTU | MNPCA |  |  |  | 6/4/2016 4:37:01 AM
274820 | LEG_P82088 | TERBUFOS (COUNTER) TOTAL WHOLE WATER,UG/L | MNPCA |  |  |  | 6/3/2016 3:12:45 PM
548676 | LEG_P82088 | TERBUFOS (COUNTER) TOTAL WHOLE WATER,UG/L | MNDA_PESTICIDE |  |  |  | 2/1/2018 1:31:43 PM
268926 | LEG_P82093 | PHYTOPLANKTON, TOTAL NVMBER/LITER | MNPCA |  |  |  | 6/4/2016 2:55:48 AM
274861 | LEG_P82368 | CALCIUM DISSOLVED IN WATER AS CACO3 MG/L | MNPCA |  |  |  | 6/4/2016 3:43:47 AM
274863 | LEG_P82369 | MAGNESIUM DISSOLVED AS CACO3 IN WATER MG/L | MNPCA |  |  |  | 6/4/2016 3:43:47 AM
548677 | LEG_P82410 | PENOXALIN IN WHOLE WATER(PROWL) TOTAL UG/L | MNDA_PESTICIDE |  |  |  | 2/1/2018 1:31:43 PM
274823 | LEG_P82410 | PENOXALIN IN WHOLE WATER(PROWL) TOTAL UG/L | MNPCA |  |  |  | 7/15/2013 12:05:49 AM
274817 | LEG_P82614 | DYFONATE (FONOFOS), WATER, TOTAL RECOVERABLE, UG/L | MNPCA |  |  |  | 7/15/2013 12:05:49 AM
548663 | LEG_P82614 | DYFONATE (FONOFOS), WATER, TOTAL RECOVERABLE, UG/L | MNDA_PESTICIDE |  |  |  | 2/1/2018 1:31:42 PM
268909 | LEG_UNKNOWN | Legacy STORET migration; analytical procedure not specified | MNPCA |  |  |  | 1/2/2018 11:04:54 AM
743082 | Length | Measure Length | NJDEP_DSREH |  |  |  | 1/2/2019 4:14:21 PM
732596 | LengthWeight | Fish Length and Weight | NJDEP_BFBM |  |  |  | 2/21/2019 12:12:42 PM
731972 | LG100 | General Shipboard Scientific Operations | EPA_GLNPO |  |  |  | 4/19/2016 12:37:43 PM
731973 | LG101 | Electronic Field Information Recording | EPA_GLNPO |  |  |  | 4/19/2016 12:37:43 PM
731974 | LG200 | Field Sampling Using the Rosette Sampler | EPA_GLNPO |  |  |  | 7/20/2018 10:26:58 AM
731975 | LG201 | Niskin Bottle Hydrographic Line Sampling | EPA_GLNPO |  |  |  | 4/19/2016 12:37:44 PM
731976 | LG203 | Nitrate-Nitrite in Lake Water | EPA_GLNPO |  |  |  | 2/21/2019 5:31:47 PM
731977 | LG204 | Total and Total Dissolved Phosphorous | EPA_GLNPO |  |  |  | 2/21/2019 5:31:47 PM
731978 | LG205 | Chloride and Silica in Lake Water | EPA_GLNPO |  |  |  | 2/21/2019 5:31:47 PM
731979 | LG206 | Sampling of Particulate-Phase Organic C, N and P | EPA_GLNPO |  |  |  | 5/4/2016 1:13:45 PM
731980 | LG207 | Analysis of Particulate-Phase Organic Carbon | EPA_GLNPO |  |  |  | 2/21/2019 5:31:51 PM
731981 | LG208 | Particulate-Phase Total N by Lachat Method | EPA_GLNPO |  |  |  | 2/21/2019 5:31:51 PM
731982 | LG209 | Particulate-Phase Total P by Lachat Method | EPA_GLNPO |  |  |  | 2/21/2019 5:31:51 PM
731983 | LG210 | Sampling of Particulate-Phase and Dissolved-Phase Organic C | EPA_GLNPO |  |  |  | 4/19/2016 12:37:46 PM
731984 | LG211 | Dissolved Organic Carbon | EPA_GLNPO |  |  |  | 4/19/2016 12:37:46 PM
731985 | LG212 | Nutrient Samples Processing | EPA_GLNPO |  |  |  | 4/19/2016 12:37:47 PM
731986 | LG213 | Metals (Cations) Analysis | EPA_GLNPO |  |  |  | 5/4/2016 12:35:53 PM
731987 | LG300 | Meteorological Data Aboard the R/V Lake Guardian | EPA_GLNPO |  |  |  | 7/20/2018 10:29:56 AM
731988 | LG301 | Operating the Seabird CTD | EPA_GLNPO |  |  |  | 7/20/2017 11:27:21 AM
731989 | LG302 | Sampling and Analysis of Total Suspended Solids | EPA_GLNPO |  |  |  | 2/21/2019 5:31:51 PM
731990 | LG303 | Determination of Dissolved O2 Correction Factors | EPA_GLNPO |  |  |  | 4/19/2016 12:37:48 PM
731991 | LG304 | Determination of Dissolved Oxygen in Lake Erie | EPA_GLNPO |  |  |  | 4/19/2016 12:37:48 PM
731992 | LG400 | Phytoplankton Sample Collection and Preservation | EPA_GLNPO |  |  |  | 4/19/2016 12:37:49 PM
731993 | LG401 | Phytoplankton Analysis | EPA_GLNPO |  |  |  | 7/20/2017 11:27:15 AM
731994 | LG402 | Zooplankton Collection and Secchi Depth Measurement | EPA_GLNPO |  |  |  | 7/20/2018 10:30:19 AM
731995 | LG403 | Zooplankton Analysis | EPA_GLNPO |  |  |  | 7/20/2017 11:27:04 AM
731996 | LG404 | Chlorophyll a Sampling | EPA_GLNPO |  |  |  | 4/19/2016 12:37:50 PM
731997 | LG405 | In Vitro Determination of Chlorophyll a | EPA_GLNPO |  |  |  | 2/2/2018 9:50:18 AM
731998 | LG406 | Benthic Invertebrate Field Sampling | EPA_GLNPO |  |  |  | 4/19/2016 12:37:50 PM
731999 | LG407 | Benthic Invertebrate Laboratory Procedure | EPA_GLNPO |  |  |  | 2/22/2019 12:31:26 PM
732000 | LG500 | Board Analyses | EPA_GLNPO |  |  |  | 2/21/2019 5:31:45 PM
732001 | LG501 | Dissolved Oxygen Micro Method, Winkler Titration | EPA_GLNPO |  |  |  | 7/18/2017 4:27:02 PM
732002 | LG501A | Dissolved Oxygen Micro Method, Winkler Titration (no azide) | EPA_GLNPO |  |  |  | 5/4/2016 12:05:32 PM
732003 | LG501Y | Dissolved Oxygen mehod using YSI meter | EPA_GLNPO |  |  |  | 5/4/2016 12:42:07 PM
732004 | LG600 | Total Phosphorous in Sediments | EPA_GLNPO |  |  |  | 2/21/2019 5:31:58 PM
732005 | LG601 | Total Organic Carbon in Sediments | EPA_GLNPO |  |  |  | 2/21/2019 5:31:58 PM
732006 | LG602 | Total Nitrogen in Sediments | EPA_GLNPO |  |  |  | 2/21/2019 5:31:58 PM
764455 | LICOR | Licor | FLPRMRWS_WQX |  |  |  | 12/13/2018 12:47:27 PM
762623 | LightMeter | LightMeter | INSTOR_WQX |  |  |  | 6/28/2018 1:47:41 PM
187281 | LIM-USGS | LIM-USGS | R10BUNKER |  |  |  | 6/16/2011 7:22:21 PM
59329 | LimeDemand/SolidForm | LD/SF | BUNKER_WQX | Lime Demand/Solids Formed, ASL SOP_LDSFtest_GTH.doc |  |  | 4/22/2014 5:55:59 PM
531093 | LIM_P | pH | 21FLCONS_WQX | pH is determined with pH strips that the lab uses |  |  | 8/27/2013 12:56:32 PM
743085 | Lipid | solvent evaporated at 110 deg C for 24 h | NJDEP_DSREH |  |  |  | 11/29/2017 6:11:08 PM
559595 | Lipids | Gravimetric Lipid Determination from raw extract | DRBC |  |  |  | 12/12/2014 1:44:12 PM
551801 | Lipids | Lipids | SALTCHUCK_WQX |  |  |  | 6/5/2014 8:14:04 PM
566361 | LIPIDS MIXED METHODS | LIPIDS MIXED METHODS | TDECWR_WQX | LIPIDS |  |  | 2/1/2016 3:43:41 PM
19270 | LIPIDS MIXED METHODS | Lipids mixed methods by https://www.tn.gov/health/topic/lab | TDH LAB |  |  |  | 2/4/2016 1:11:27 PM
732007 | LIPID_GRAV | Lipids (gravimetric) | EPA_GLNPO |  |  |  | 6/30/2017 2:37:15 PM
757190 | LI_COR LI-6252 | LI_COR LI-6252 CO2 analyzer | RTI | LI_COR LI-6252 CO2 analyzer |  |  | 5/23/2018 2:51:19 PM
107198 | LK | LAMOTTE KIT | MEDEP_WQX |  |  |  | 7/2/2014 4:06:36 PM
540105 | LKTRAFF | Lake Trafford | 21FLCOLL_WQX |  |  |  | 4/8/2014 1:07:26 PM
732221 | LLMP-SECCHI | SECCHI DISK TRANSPARENCY FOR UNH LLMP PROGRAM | U_NH01 | A SECCHI DISK DEPTH DETERMINATION IS PERFORMED FROM THE SHADY SIDE OF THE BOAT USING A VIEWSCOPE TO MINIMIZE INTERFERENCE FROM SUN GLINT. THE DISK IS LOWERED UNTIL IT DISAPPEARS FROM VIEW AND THE DEPTH IS NOTED. THE DISK IS THEN RAISED UNTIL IT RE-APPEARS AND THAT DEPTH IS NOTED. THE AVERAGE OF THESE TWO DEPTHS IS RECORDED AS THE SECCHI DISK TRANSPARENCY. METHOD OBTAINED FROM UNIVERSITY OF NEW HAMPSHIRE. |  |  | 1/24/2017 12:13:06 PM
731522 | LLMP-SECCHI | SECCHI DISK TRANSPARENCY FOR UNH LLMP PROGRAM | 11113300 | A SECCHI DISK DEPTH DETERMINATION IS PERFORMED FROM THE SHADY SIDE OF THE BOAT USING A VIEWSCOPE TO MINIMIZE INTERFERENCE FROM SUN GLINT. THE DISK IS LOWERED UNTIL IT DISAPPEARS FROM VIEW AND THE DEPTH IS NOTED. THE DISK IS THEN RAISED UNTIL IT RE-APPEARS AND THAT DEPTH IS NOTED. THE AVERAGE OF THESE TWO DEPTHS IS RECORDED AS THE SECCHI DISK TRANSPARENCY. METHOD OBTAINED FROM UNIVERSITY OF NEW HAMPSHIRE. |  |  | 4/11/2016 12:18:58 PM
730181 | Lloyd Khan | Analysis of total organic carbon | EPAR5_SLR_WQX |  |  |  | 5/27/2016 2:33:48 PM
732008 | LMMB001 | Air Sampling for Semivolatile Organic Contaminants | EPA_GLNPO |  |  |  | 4/19/2016 12:40:10 PM
732009 | LMMB002 | Precipitation Sampling | EPA_GLNPO |  |  |  | 4/19/2016 12:40:10 PM
732010 | LMMB003 | Air Sampling for Metals | EPA_GLNPO |  |  |  | 4/19/2016 12:40:10 PM
732011 | LMMB004 | Sampling Trace Metals in Precipitation | EPA_GLNPO |  |  |  | 4/19/2016 12:40:11 PM
732012 | LMMB005 | Metals Cleaning Procedures | EPA_GLNPO |  |  |  | 4/19/2016 12:40:11 PM
732013 | LMMB006 | Sampling of Vapor Phase Mercury | EPA_GLNPO |  |  |  | 4/19/2016 12:40:11 PM
732014 | LMMB007 | Sampling of Mercury in Precipitation | EPA_GLNPO |  |  |  | 4/19/2016 12:40:12 PM
732015 | LMMB008 | Sampling of Particulate Phase Mercury | EPA_GLNPO |  |  |  | 4/19/2016 12:40:12 PM
732016 | LMMB009 | Dry Deposition Sampling: Atmospheric Particles | EPA_GLNPO |  |  |  | 4/19/2016 12:40:12 PM
732017 | LMMB010 | Sample Collection of Atrazine and Atrazine Metabolites | EPA_GLNPO |  |  |  | 4/19/2016 12:40:12 PM
732018 | LMMB011 | HOC Sampling Media Preparation and Handling | EPA_GLNPO |  |  |  | 4/19/2016 12:40:13 PM
732019 | LMMB012 | Site Selection and Sampling for Mercury in Lakewater | EPA_GLNPO |  |  |  | 4/19/2016 12:40:13 PM
732020 | LMMB013 | Field Sampling Using the Rosette Sampler | EPA_GLNPO |  |  |  | 4/19/2016 12:40:13 PM
732021 | LMMB014 | Sampling of Particulate-Phase and Dissolved-Phase Organic C | EPA_GLNPO |  |  |  | 4/19/2016 12:40:13 PM
732022 | LMMB015 | Chlorophyll-a Sampling Method: Field Procedure | EPA_GLNPO |  |  |  | 4/19/2016 12:40:14 PM
732023 | LMMB016 | Primary Productivity Using 14C: Field Procedure | EPA_GLNPO |  |  |  | 4/19/2016 12:40:14 PM
732024 | LMMB017 | USGS Tributary Monitoring | EPA_GLNPO |  |  |  | 4/21/2016 3:17:06 PM
732025 | LMMB018 | Trace Metal and Mercury Sampling Methods | EPA_GLNPO |  |  |  | 4/19/2016 12:40:14 PM
732026 | LMMB019 | Collection of Sediment Samples | EPA_GLNPO |  |  |  | 4/19/2016 12:40:15 PM
732027 | LMMB020 | Trap Sample Splitting (wet) | EPA_GLNPO |  |  |  | 4/19/2016 12:40:15 PM
732028 | LMMB021 | Sampling Lake Michigan Lower Pelagic Foodchain | EPA_GLNPO |  |  |  | 4/19/2016 12:40:15 PM
732029 | LMMB022 | Collection of Benthic Invertebrates for Contaminant Analysis | EPA_GLNPO |  |  |  | 4/19/2016 12:40:16 PM
732030 | LMMB023 | Phytoplankton Sample Collection and Preservation | EPA_GLNPO |  |  |  | 4/19/2016 12:40:16 PM
732031 | LMMB024 | Zooplankton Sample Collection and Preservation | EPA_GLNPO |  |  |  | 4/19/2016 12:40:16 PM
732032 | LMMB025 | Fish Processing Method | EPA_GLNPO |  |  |  | 4/19/2016 12:40:17 PM
732033 | LMMB026 | Lake Trout and Forage Fish Sampling | EPA_GLNPO |  |  |  | 4/19/2016 12:40:17 PM
732034 | LMMB027 | Coho Sampling | EPA_GLNPO |  |  |  | 4/19/2016 12:40:17 PM
732035 | LMMB028 | Instrumental Analysis and Quantitation of PAHs and Atrazine | EPA_GLNPO |  |  |  | 4/19/2016 12:40:17 PM
732036 | LMMB029 | Analysis of Air and Precipitation Samples - GC Procedure | EPA_GLNPO |  |  |  | 5/6/2016 1:32:44 AM
732037 | LMMB030 | Analysis of Air and Precipitation Samples (IADN)-Sample Prep | EPA_GLNPO |  |  |  | 4/19/2016 12:40:18 PM
732038 | LMMB031 | Analysis of Air and Precipitation Samples-Sample Prep | EPA_GLNPO |  |  |  | 4/19/2016 12:40:18 PM
732039 | LMMB032 | Analysis of PAHs and Atrazine by GC/Ion Trap MS | EPA_GLNPO |  |  |  | 4/19/2016 12:40:18 PM
732040 | LMMB033 | Analysis of PCBs and Organochlorine Pesticides by GC-ECD | EPA_GLNPO |  |  |  | 4/19/2016 12:40:19 PM
732041 | LMMB034 | Isolation, Extraction and Analysis of Atrazine, DEA and DIA | EPA_GLNPO |  |  |  | 4/19/2016 12:40:19 PM
732042 | LMMB035 | Semivolatile Organic Compounds in Dry Deposition Samples | EPA_GLNPO |  |  |  | 4/19/2016 12:40:19 PM
732043 | LMMB036 | Extraction and Cleanup of XAD-2 Resin Cartridges | EPA_GLNPO |  |  |  | 4/19/2016 12:40:20 PM
732044 | LMMB037 | Extraction and Cleanup of Glass Fiber Filters | EPA_GLNPO |  |  |  | 4/19/2016 12:40:20 PM
732045 | LMMB038 | PCB Congener Analysis Using GC/ECD | EPA_GLNPO |  |  |  | 4/19/2016 12:40:20 PM
732046 | LMMB039 | PCBs and Pesticides in Surface Water | EPA_GLNPO |  |  |  | 4/19/2016 12:40:20 PM
732047 | LMMB040 | Extraction and Cleanup of Sediments for Semivol. Organics | EPA_GLNPO |  |  |  | 4/19/2016 12:40:21 PM
732048 | LMMB041 | Analysis of PCBs and Chlor. Pest. by GC-ECD | EPA_GLNPO |  |  |  | 4/21/2016 2:23:09 PM
732049 | LMMB042 | Analysis of PCB by GC/ECD and Trans-nonachlor by GC/MS/ECNI | EPA_GLNPO |  |  |  | 6/29/2017 11:11:41 AM
732050 | LMMB043 | Extraction and Lipid Separation of Fish Samples | EPA_GLNPO |  |  |  | 4/19/2016 12:40:21 PM
732051 | LMMB044 | Analysis of PCBs and Trans-nonachlor in Fish by GC/NCISIMS | EPA_GLNPO |  |  |  | 4/19/2016 12:40:22 PM
732052 | LMMB045 | Analysis of Vapor Phase Mercury | EPA_GLNPO |  |  |  | 4/19/2016 12:40:22 PM
732053 | LMMB046 | Analysis of Mercury in Precipitation | EPA_GLNPO |  |  |  | 4/19/2016 12:40:22 PM
732054 | LMMB047 | Analysis of Particulate Phase Mercury | EPA_GLNPO |  |  |  | 4/19/2016 12:40:22 PM
732055 | LMMB048 | Mercury Analysis | EPA_GLNPO |  |  |  | 4/21/2016 3:17:06 PM
732056 | LMMB049 | Total Mercury Analysis in Aqueous Samples | EPA_GLNPO |  |  |  | 4/19/2016 12:40:23 PM
732057 | LMMB050 | Analysis of Sediment for Total Mercury | EPA_GLNPO |  |  |  | 4/19/2016 12:40:23 PM
732058 | LMMB051 | Mercury in Plankton | EPA_GLNPO |  |  |  | 4/19/2016 12:40:24 PM
732059 | LMMB052 | Photometric Determination of Mercury in Fish | EPA_GLNPO |  |  |  | 4/19/2016 12:40:24 PM
732060 | LMMB053 | Analysis of Fish for Total Mercury | EPA_GLNPO |  |  |  | 4/19/2016 12:40:24 PM
732061 | LMMB054 | Analysis of Trace Metals in Precipitation | EPA_GLNPO |  |  |  | 4/19/2016 12:40:24 PM
732062 | LMMB055 | Preparation, Handling and Extraction of Dry Dep. Plates | EPA_GLNPO |  |  |  | 4/19/2016 12:40:25 PM
732063 | LMMB056 | Energy Dispersive X-Ray Fluorescence Spectrometry | EPA_GLNPO |  |  |  | 4/19/2016 12:40:25 PM
732064 | LMMB057 | Analysis of Surface Waters for Trace Elements by ICPMS | EPA_GLNPO |  |  |  | 4/19/2016 12:40:25 PM
732065 | LMMB058 | General Auto Analyzer Procedures | EPA_GLNPO |  |  |  | 4/19/2016 12:40:25 PM
732066 | LMMB059 | Determination of Inorganic Anions in Water | EPA_GLNPO |  |  |  | 4/19/2016 12:40:26 PM
732067 | LMMB060 | Chloride - Automated Flow Injection Analysis | EPA_GLNPO |  |  |  | 4/19/2016 12:40:26 PM
732068 | LMMB061 | Ammonia Nitrogen and Nitrate + Nitrite Nitrogen | EPA_GLNPO |  |  |  | 4/19/2016 12:40:26 PM
732069 | LMMB062 | Total Phosphorus and Total Kjeldahl Nitrogen | EPA_GLNPO |  |  |  | 4/19/2016 12:40:27 PM
732070 | LMMB063 | Ortho-Phosphorus, Dissolved Automated, Ascorbic Acid | EPA_GLNPO |  |  |  | 4/19/2016 12:40:27 PM
732071 | LMMB064 | Phosphorus, Total, Low Level (Persulfate Digestion) | EPA_GLNPO |  |  |  | 4/19/2016 12:40:27 PM
732072 | LMMB065 | Total Suspended Solids, Volatile Suspended Solids | EPA_GLNPO |  |  |  | 4/19/2016 12:40:27 PM
732073 | LMMB066 | DOC Analyses | EPA_GLNPO |  |  |  | 4/19/2016 12:40:28 PM
732074 | LMMB067 | Particulate Organic Carbon (POC) Analyses | EPA_GLNPO |  |  |  | 4/19/2016 12:40:28 PM
732075 | LMMB068 | Silica Dissolved, Automated, Colorimetric | EPA_GLNPO |  |  |  | 4/19/2016 12:40:28 PM
732076 | LMMB069 | Silica, Dissolved, Micro Level Automated, Colorimetric | EPA_GLNPO |  |  |  | 4/19/2016 12:40:28 PM
732077 | LMMB070 | Sulfates Colorimetric, Automated, Methylthymol Blue | EPA_GLNPO |  |  |  | 4/19/2016 12:40:29 PM
732078 | LMMB071 | Sulfates Colorimetric, AFI, Methylthymol Blue | EPA_GLNPO |  |  |  | 4/19/2016 12:40:29 PM
732079 | LMMB072 | Chloride and Silica in Lake Water (Lachat Method) | EPA_GLNPO |  |  |  | 4/19/2016 12:40:29 PM
732080 | LMMB073 | Dissolved Reactive Phosphorous (Lachat Method) | EPA_GLNPO |  |  |  | 4/19/2016 12:40:29 PM
732081 | LMMB074 | Ammonia (Lachat Method) | EPA_GLNPO |  |  |  | 4/19/2016 12:40:30 PM
732082 | LMMB075 | Nitrate, Nitrite (Lachat Method) | EPA_GLNPO |  |  |  | 4/19/2016 12:40:30 PM
732083 | LMMB076 | Total Kjeldahl Nitrogen (Lachat Method) | EPA_GLNPO |  |  |  | 4/19/2016 12:40:30 PM
732084 | LMMB077 | Total and Dissolved Phosphorous (Lachat Method) | EPA_GLNPO |  |  |  | 4/19/2016 12:40:31 PM
732085 | LMMB078 | Analysis of TSP and TOC in Air Samples | EPA_GLNPO |  |  |  | 4/19/2016 12:40:31 PM
732086 | LMMB079 | Phosphorus and Biogenic Silica in Sediment | EPA_GLNPO |  |  |  | 4/19/2016 12:40:31 PM
732087 | LMMB080 | Perkin Elmer CHN Analyzer (Model 2400) | EPA_GLNPO |  |  |  | 4/19/2016 12:40:32 PM
732088 | LMMB081 | Use of Sediment Traps | EPA_GLNPO |  |  |  | 4/19/2016 12:40:32 PM
732089 | LMMB082 | Primary Productivity Using 14C | EPA_GLNPO |  |  |  | 4/19/2016 12:40:32 PM
732090 | LMMB083 | Analysis for Cesium-137 | EPA_GLNPO |  |  |  | 4/19/2016 12:40:32 PM
732091 | LMMB084 | Lead-210 in Sediments and Soils | EPA_GLNPO |  |  |  | 4/19/2016 12:40:32 PM
732092 | LMMB085 | Chlorophyll-a and Pheophytin-a | EPA_GLNPO |  |  |  | 4/19/2016 12:40:33 PM
732093 | LMMB086 | Chlorophyll - Spectrophotometric | EPA_GLNPO |  |  |  | 4/19/2016 12:40:33 PM
732094 | LMMB087 | Phytoplankton Analysis | EPA_GLNPO |  |  |  | 4/19/2016 12:40:33 PM
732095 | LMMB088 | Zooplankton Analysis | EPA_GLNPO |  |  |  | 4/19/2016 12:40:34 PM
732096 | LMMB089 | Diet Analysis for Forage Fish | EPA_GLNPO |  |  |  | 4/19/2016 12:40:34 PM
732097 | LMMB090 | Turbidity: Nephelometric Method | EPA_GLNPO |  |  |  | 4/19/2016 12:40:34 PM
732098 | LMMB091 | Total Alkalinity Titration | EPA_GLNPO |  |  |  | 4/19/2016 12:40:34 PM
732099 | LMMB092 | Electrometric pH | EPA_GLNPO |  |  |  | 4/19/2016 12:40:35 PM
732100 | LMMB093 | Meteorological Data Aboard the R/V Lake Guardian | EPA_GLNPO |  |  |  | 4/19/2016 12:40:35 PM
732101 | LMMB094 | Specific Conductance: Conductivity Bridge | EPA_GLNPO |  |  |  | 4/19/2016 12:40:35 PM
732102 | LMMB095 | Total Hardness Titration | EPA_GLNPO |  |  |  | 4/19/2016 12:40:36 PM
732103 | LMMB096 | Analysis of Dissolved-Phase Organic Carbon | EPA_GLNPO |  |  |  | 4/19/2016 12:40:36 PM
732104 | LMMB097 | Analysis of Particulate-Phase Organic Carbon | EPA_GLNPO |  |  |  | 4/19/2016 12:40:36 PM
732105 | LMMB098 | Sampling and Analysis of Total Suspended Solids | EPA_GLNPO |  |  |  | 4/19/2016 12:40:36 PM
561973 | LO-UREA | Urea as Nitrogen from Limnology and Oceanography 1973, Vol. 18, Issue 4, Pg 686 | 21VASWCB |  |  |  | 8/11/2015 4:23:37 PM
739971 | LO2~TCOLI | TOTAL COLIFORM MEMBRANE FILTER; M-FC MEDIUM | WQXTEST |  |  |  | 7/24/2017 12:00:00 AM
736038 | LO2~TCOLI | TOTAL COLIFORM MEMBRANE FILTER; M-FC MEDIUM | CBP_WQX |  |  |  | 7/24/2017 7:43:07 AM
4903 | LOADEST | Load Estimator (LOADEST): A FORTRAN Program for Estimating Constituent Loads in Streams and Rivers | USDOI/USGS | Load Estimator (LOADEST): A FORTRAN Program for Estimating Constituent Loads in Streams and Rivers ~ USGS ; Runkel, R.L., Crawford, C.G., and Cohn, T.A. |  | https://www.nemi.gov/methods/sams_method_summary/11966/ | 7/31/2013 12:00:00 AM
732107 | LS-A | Age | EPA_GLNPO |  |  |  | 4/19/2016 12:40:37 PM
732108 | LS-B | Behavior | EPA_GLNPO |  |  |  | 4/19/2016 12:40:37 PM
732109 | LS-L | Location | EPA_GLNPO |  |  |  | 4/19/2016 12:40:37 PM
732110 | LS-S | Size | EPA_GLNPO |  |  |  | 4/19/2016 12:40:38 PM
732111 | LS-V | Visual | EPA_GLNPO |  |  |  | 4/19/2016 12:40:38 PM
533062 | LTE_RSK175 | Dissolved Methane, Ethane, propane | 952307_WQX | RS KERR ENVIRONMENTAL LABS METHOD FOR METHANE, ETHANE, ETHENE (IN WATER) |  |  | 10/2/2018 9:20:50 PM
740886 | LUMIN | LUMIN | AZDEQ_SW |  |  |  | 11/10/2017 2:37:44 PM
743465 | LVD_HORIBA52G | Lac Vieux Desert Band of Lake Superior Chippewa Surface Water Sampling and Macro-Invertebrate Study QAPP | STORLVD_WQX | Horiba U52G multiprobe: pH, ORP, Specific Conductance, Temperature, Turbidity, Total Dissolved Solids |  | http://www.horiba.com/us/en/process-environmental/application/sewage-treatment/details/u-50-multiparameter-water-quality-checker-368/ | 2/15/2018 3:34:29 PM
1240 | M-01 | Cadmium and Lead by GFAA | USDOE/EML |  |  |  | 8/12/2006 11:50:00 PM
1241 | M-02-CON | Conductivity Measurements | USDOE/EML |  |  |  | 8/12/2006 11:50:00 PM
1242 | M-02-MTL(AAS) | Metals in Aqueous Solutions | USDOE/EML |  |  |  | 8/12/2006 11:50:00 PM
1243 | M-02-MTL(AES) | Metals in Aqueous Solutions | USDOE/EML |  |  |  | 8/12/2006 11:50:00 PM
1244 | M-02-PH | pH Measurements | USDOE/EML |  |  |  | 8/12/2006 11:50:00 PM
1245 | M-03 | Trace Metals | USDOE/EML |  |  |  | 8/12/2006 11:50:00 PM
522115 | M10200F2C1 | M10200F2C1 | USCOEKY |  |  |  | 1/24/2013 2:31:33 PM
505172 | M351.2 & M350.1 - TK | M351.2 & M350.1 - TK | SOUTHUTE | EPA analyical method 351.2 and 350.1 |  |  | 3/29/2018 5:55:28 PM
553626 | M4500P | M4500P | BUNKER_WQX | SVL Lab - orthophosphate P |  |  | 9/15/2015 5:09:55 PM
5092 | M5271 | Turbidity of Water by Laser Nephelometry | LECK MITCHELL | Mitchell Method M5271 ~ Leck Mitchell ; Turbidity of Water by Laser Nephelometry |  | https://www.nemi.gov/methods/method_summary/10439/ | 7/31/2013 12:00:00 AM
5093 | M5331 | Turbidity of Water by LED Nephelometry | LECK MITCHELL | Mitchell Method M5331 ~ Leck Mitchell ; Turbidity of Water by LED Nephelometry |  | https://www.nemi.gov/methods/method_summary/10440/ | 7/31/2013 12:00:00 AM
121746 | M600-2-78-054 | Field and Laboratory Methods Applicable to Overburdens and Minesoils (EPA600-2-78-054) | USEPA |  |  |  | 3/25/2011 12:15:53 PM
562927 | M600-2-78-054 | Field and Laboratory Methods Applicable to Overburdens and Minesoils (EPA600-2-78-054) | R10OEA |  |  |  | 3/3/2015 2:35:36 PM
560815 | MA-EHP-MONT-PPL | Massachusetts Method for Extractable Petroleum Hydrocarbons | MONT_PPL_WQX |  |  |  | 7/20/2017 6:16:00 PM
733434 | MA-VPH | volatile petroleum hydrocarbons | CSKTRIBE | Massachusetts Department of Environmental Protection - method for the determination of volatile petroleum hydrocarbons (vph) (Alpha Analytical) |  |  | 1/20/2017 6:31:49 PM
558909 | MA-VPH-MDEQ-WQ | Massachusetts Method for Volatile Petroleum Hydrocarbons | MDEQ_WQ_WQX |  |  |  | 11/4/2016 3:25:12 PM
565125 | MA-VPH-MONT-PPL | Massachusetts Method for Volatile Petroleum Hydrocarbons | MONT_PPL_WQX |  |  |  | 7/20/2017 6:44:39 PM
532705 | MA-VPH-MTWTRSHD | Massachusetts Method for Volatile Petroleum Hydrocarbons | MTWTRSHD_WQX |  |  |  | 1/16/2014 11:01:11 AM
732275 | Macro.Count.300 | Macroinvertebrate.Count.300 | RFC | CDPHE MRP USEPA standard method Macroinvertebrate.Count.300 |  |  | 6/30/2016 6:05:23 PM
262090 | MACRO1 | Macroinvertabrates analyzed at BYU | UTAHDWQ_WQX |  |  |  | 10/28/2016 5:23:50 AM
257421 | MACRO2 | Macroinvertabrates analyzed at USU | UTAHDWQ_WQX |  |  |  | 10/28/2016 5:23:45 AM
257296 | Macros_RBP 3 | Macroinvetebrates- EPA RBP 3 protocol | CT_DEP01_WQX |  |  |  | 9/1/2011 4:03:45 PM
730564 | MADEP EPH (Pace) | METHOD FOR THE DETERMINATION OF EXTRACTABLE PETROLEUM HYDROCARBONS (EPH) | FORTPECK | Massachusetts Department of Environmental Protection METHOD FOR THE DETERMINATION OF EXTRACTABLE PETROLEUM HYDROCARBONS (EPH) (As used by Pace Labs) |  |  | 2/26/2018 5:54:09 PM
730562 | MADEP VPH (Pace) | METHOD FOR THE DETERMINATION OF VOLATILE PETROLEUM HYDROCARBONS (VPH) | FORTPECK | Massachusetts Department of Environmental Protection METHOD FOR THE DETERMINATION OF VOLATILE PETROLEUM HYDROCARBONS (VPH) (As used by Pace Labs) |  |  | 9/13/2018 12:26:34 PM
732600 | Magenetal2014 | Dissolved methane test | MDE_EASP | Magen, C., Lapham, L. L., Pohlman, J. W., Marshall, K., Bosman, S., Casso, M., & Chanton, J. P. (2014). A simple headspace equilibration method for measuring dissolved methane. Limnology and Oceanography: Methods, 12(9), 637-650. |  |  | 8/4/2016 12:18:42 PM
762742 | MASSDEP NESTED PCR | Bacteroidetes human markers in water by polymerase chain reaction (PCR) technique | MA_DEP | (MassDEP Senator William X. Wall Experiment Station laboratory method) |  |  | 10/10/2018 1:04:31 PM
762747 | MASSDEP NESTED PCR | Bacteroidetes human markers in water by polymerase chain reaction (PCR) technique | WQXTEST | (MassDEP Senator William X. Wall Experiment Station laboratory method) | MA_DEP |  | 10/11/2018 2:00:58 PM
764498 | MASSDEP NESTED PCR | Bacteroidetes human markers in water by polymerase chain reaction (PCR) technique | MASSDEP | (MassDEP Senator William X. Wall Experiment Station laboratory method) |  |  | 12/18/2018 2:08:31 PM
532147 | MBARI TRNo | MBARI TRNo90-2 | CEDEN |  |  |  | 9/28/2013 5:18:34 PM
743351 | MBCI_OEP | DEPTH | MBCI_OEP |  |  |  | 10/10/2018 10:23:16 AM
743470 | MC Radium-226 | UNKOWN | SDDENR_WQX |  |  |  | 1/30/2019 6:39:06 PM
743471 | MC Radium-228 | UNKOWN | SDDENR_WQX |  |  |  | 1/30/2019 6:39:06 PM
743466 | MC-1041 | UNKOWN | SDDENR_WQX |  |  |  | 1/30/2019 4:56:35 PM
213510 | MCAWW 353.2 | MCAWW 353.2 | 21ARIZ_WQX |  |  |  | 12/4/2015 11:53:28 AM
274928 | MCES DOC | Dissolved Organic Carbon in Water | MNPCA |  |  |  | 12/19/2011 5:12:55 PM
274892 | MCES FC | Fecal Coliform, EPA 600/18-78-017 | MNPCA |  |  |  | 1/2/2018 10:44:23 AM
274889 | MCES TOC | Total Organic Carbon in Water | MNPCA |  |  |  | 1/17/2012 2:54:06 PM
2449 | MC_PEST(S) | Organic Analysis For Pesticides/Aroclors | USEPA | in Sediment |  |  | 8/12/2006 11:50:00 PM
2450 | MC_PEST(W) | Organic Analysis For Pesticides/Aroclors | USEPA | in Water |  |  | 8/12/2006 11:50:00 PM
2451 | MC_SVOA | Screening Semivolatile Organic Extracts | USEPA |  |  |  | 8/12/2006 11:50:00 PM
2452 | MC_SVOA(LS) | Semivolatile Organics in Low Conc. Soils | USEPA |  |  |  | 8/12/2006 11:50:00 PM
2453 | MC_SVOA(MS) | Semivolatile Organics in Medium Conc. Soil | USEPA |  |  |  | 8/12/2006 11:50:00 PM
2454 | MC_SVOA(W) | Semivolatile Organics in Waters | USEPA | in Water |  |  | 8/12/2006 11:50:00 PM
2455 | MC_VOA | Screening of Hexadecane Extracts | USEPA |  |  |  | 8/12/2006 11:50:00 PM
2456 | MC_VOA(LS) | Volatile Organics in Low Concentration Soils | USEPA |  |  |  | 8/12/2006 11:50:00 PM
2457 | MC_VOA(MS) | Volatile Organics in Medium Conc. Soils | USEPA |  |  |  | 8/12/2006 11:50:00 PM
2458 | MC_VOA(W) | Volatile Organics in Multi-Conc. Waters | USEPA | in Water |  |  | 8/12/2006 11:50:00 PM
5163 | MD DNR MBSS | Benthic Sampling Protocols for Maryland Streams | MD DNR | MD DNR MBSS ~ MD DNR ; Benthic Sampling Protocols for Maryland Streams |  | https://www.nemi.gov/methods/method_summary/9311/ | 7/31/2013 12:00:00 AM
548656 | MDA GCMS | Pesticides in Water by Gas Chromatography/Mass Spectrometry | MNDA_PESTICIDE |  |  |  | 12/3/2018 12:51:06 PM
550539 | MDA GLYPHOSATE | Glyphosate in Water by Liquid Chromatography/Mass Spectrometry/Mass Spectrometry | MNDA_PESTICIDE |  |  |  | 2/1/2019 12:44:13 PM
565339 | MDA NEONIC SD LCMSMS | Neonicotinoids and Metabolites in Sediment by Liquid Chromatography/Mass Spectrometry/Mass Spectrometry | MNDA_PESTICIDE |  |  |  | 11/1/2018 2:32:46 PM
550824 | MDA PEST GCMSMS | Polar Pesticides and Metabolites in Water by Gas Chromatography/Mass Spectrometry/Mass Spectrometry | MNDA_PESTICIDE |  |  |  | 2/1/2019 12:43:56 PM
550819 | MDA PEST LCMSMS | Polar Pesticides and Metabolites in Water by Liquid Chromatography/Mass Spectrometry/Mass Spectrometry | MNDA_PESTICIDE |  |  |  | 2/1/2019 12:43:58 PM
257350 | MDE | Field Office procedures | MDEDAT06_WQX |  |  |  | 12/8/2011 9:40:24 AM
547676 | MDE-DMR | Effluent monitoring sample | MDPOINTSOURCE | SURFACE DISCHRGE MONITORING REPORT SAMPLE |  |  | 5/1/2014 9:16:28 AM
274902 | MDH001 | Solids, Total | MNPCA |  |  |  | 1/13/2012 4:37:50 PM
262905 | MDH001D | Solids, Total | MNPCA |  |  |  | 6/25/2013 3:44:31 AM
262904 | MDH002C | Solids, Total Volatile | MNPCA |  |  |  | 6/25/2013 3:44:31 AM
262369 | MDH003 | Solids, Suspended | MNPCA |  |  |  | 6/25/2013 3:42:05 AM
274895 | MDH003_W | Solids, Suspended, Whole Water Analysis | MNPCA |  |  |  | 1/17/2012 2:57:12 PM
262607 | MDH004 | Solids, Suspended Volatile | MNPCA |  |  |  | 6/25/2013 4:08:03 AM
262603 | MDH005D | Solids, Total Dissolved | MNPCA |  |  |  | 6/25/2013 3:44:31 AM
262371 | MDH011D | Turbidity | MNPCA |  |  |  | 6/25/2013 3:42:05 AM
262370 | MDH012 | Color | MNPCA |  |  |  | 6/25/2013 3:42:05 AM
262608 | MDH013B | pH | MNPCA |  |  |  | 6/25/2013 3:45:45 AM
263004 | MDH014 | Conductance at 25 degrees Centigrade | MNPCA |  |  |  | 6/25/2013 3:45:45 AM
274946 | MDH018 | Alkalinity, Carbonate | MNPCA |  |  |  | 12/8/2011 1:54:00 PM
274943 | MDH019 | Alkalinity, Bicarbonate | MNPCA |  |  |  | 12/8/2011 1:54:00 PM
262901 | MDH022G | Alkalinity, Total | MNPCA |  |  |  | 6/25/2013 3:44:30 AM
262903 | MDH023F | Chloride, Total | MNPCA |  |  |  | 6/25/2013 3:44:31 AM
265001 | MDH025 | Turbidity | MNPCA |  |  |  | 6/25/2013 4:42:22 AM
263207 | MDH028D | Sulfate, Total, Turbidimetric | MNPCA |  |  |  | 6/25/2013 3:47:46 AM
274922 | MDH030B | Silica, Reactive, Total | MNPCA |  |  |  | 1/13/2012 4:55:46 PM
275078 | MDH050B | Silica, Dissolved | MNPCA |  |  |  | 12/19/2011 5:15:18 PM
565274 | MDH055 | Determination of UV Absorbance at 440 nm in Water, by MDH modified method | MNPCA |  |  |  | 6/6/2016 11:28:47 AM
267353 | MDH058C | Phosphorus, Total, Low Level | MNPCA |  |  |  | 5/1/2018 2:24:18 PM
262601 | MDH059C | Phosphorus, Total | MNPCA |  |  |  | 6/25/2013 3:44:31 AM
274995 | MDH060 | Phosphorus, Dissolved | MNPCA |  |  |  | 12/12/2011 8:12:49 AM
262902 | MDH063C | Orthophosphate, Total | MNPCA |  |  |  | 6/25/2013 3:44:30 AM
262606 | MDH064C | Ammonia Nitrogen, Total | MNPCA |  |  |  | 6/25/2013 3:44:50 AM
268930 | MDH065 | Organic Nitrogen, Total | MNPCA |  |  |  | 1/17/2012 2:54:25 PM
274910 | MDH067 | Nitrite Nitrogen, Total | MNPCA |  |  |  | 1/17/2012 2:57:15 PM
262605 | MDH068 | Kjeldahl Nitrogen, Total | MNPCA |  |  |  | 6/25/2013 3:44:31 AM
262599 | MDH069E | Nitrate and Nitrite Nitrogen, Total | MNPCA |  |  |  | 6/25/2013 3:44:31 AM
274885 | MDH070C | Orthophosphate, Dissolved | MNPCA |  |  |  | 1/17/2012 2:56:56 PM
274908 | MDH073 | Nitrite Nitrogen, Dissolved | MNPCA |  |  |  | 1/17/2012 2:56:56 PM
274907 | MDH077C | Ammonia Nitrogen, Dissolved | MNPCA |  |  |  | 1/17/2012 2:56:56 PM
274909 | MDH078E | Nitrate and Nitrite Nitrogen, Dissolved | MNPCA |  |  |  | 1/17/2012 2:56:56 PM
262600 | MDH083G | Carbonaceous Biochemical Oxygen Demand, 5 day | MNPCA |  |  |  | 6/25/2013 4:08:03 AM
274881 | MDH095 | Biochemical Oxygen Demand, 20 day, Total | MNPCA |  |  |  | 12/12/2011 7:20:07 AM
262598 | MDH096G | Biochemical Oxygen Demand, 5 day, Total | MNPCA |  |  |  | 6/25/2013 3:48:09 AM
269200 | MDH097E | Chemical Oxygen Demand, Hach Vial Method | MNPCA |  |  |  | 12/21/2011 12:04:39 AM
266363 | MDH098 | Total Organic Carbon | MNPCA |  |  |  | 6/25/2013 5:02:29 AM
268929 | MDH099 | Dissolved Organic Carbon | MNPCA |  |  |  | 12/20/2011 3:18:23 PM
565359 | MDH1096 | Drugs in Water | MNPCA_AGW |  |  |  | 2/1/2019 12:16:21 PM
565057 | MDH1096 | Drugs in Water | MNPCA |  |  |  | 2/1/2019 10:46:57 AM
268995 | MDH152C | Iron in Water, Total, High Level | MNPCA |  |  |  | 12/19/2011 5:15:18 PM
274996 | MDH166 | Manganese, Total, High Level | MNPCA |  |  |  | 12/12/2011 8:12:49 AM
565015 | MDH2000 | BTZ and BTH in Water | MNPCA |  |  |  | 2/1/2019 10:46:57 AM
274949 | MDH203 | Volatiles in Soil or Sediment, Percent, by Gravimetry | MNPCA |  |  |  | 1/2/2018 10:45:05 AM
274906 | MDH204 | Moisture in Soil or Sediment, Percent, by Gravimetry | MNPCA |  |  |  | 1/13/2012 4:42:46 PM
262785 | MDH208F | Calcium as CaCO3 SDWA, Total | MNPCA |  |  |  | 6/25/2013 3:44:24 AM
268919 | MDH209F | Magnesium in Water, Total, as CACO3 | MNPCA |  |  |  | 1/13/2012 6:26:46 PM
274994 | MDH228 | Molybdenum in Water by ICP/MS, Total, Low Level | MNPCA |  |  |  | 12/12/2011 8:03:46 AM
274896 | MDH239 | Hardness in Water, Ca + Mg, Total, as CACO3 | MNPCA |  |  |  | 1/13/2012 6:26:46 PM
274945 | MDH255F | Potassium in Water, Total | MNPCA |  |  |  | 12/19/2011 5:07:44 PM
274944 | MDH257G | Sodium in Water, Total | MNPCA |  |  |  | 12/19/2011 5:07:44 PM
565358 | MDH259 | Metal Quick Scan ICP (Not Regulatory Compliant) | MNPCA_AGW |  |  |  | 2/1/2019 12:00:38 PM
274953 | MDH261 | Water Content in Sediment | MNPCA |  |  |  | 12/21/2011 12:35:38 AM
274954 | MDH262 | Phosphorus in Sediment, Total | MNPCA |  |  |  | 12/21/2011 12:35:38 AM
274948 | MDH264 | Chemical Oxygen Demand in Sediment | MNPCA |  |  |  | 12/8/2011 1:55:32 PM
274897 | MDH293 | Sulfate, Total, Ion Chromatography | MNPCA |  |  |  | 12/10/2011 5:00:22 PM
262604 | MDH310A | MF - Fecal Coliform | MNPCA |  |  |  | 6/25/2013 4:08:03 AM
264450 | MDH311A | MF - Escherichia Coli | MNPCA |  |  |  | 6/25/2013 4:18:49 AM
274936 | MDH313A | MF - Fecal Streptococcus | MNPCA |  |  |  | 12/10/2011 4:52:18 PM
264056 | MDH355 | Microcystin | MNPCA |  |  |  | 6/25/2013 4:01:14 AM
269255 | MDH356 | Saxitoxin | MNPCA |  |  |  | 1/13/2012 5:22:43 PM
274988 | MDH402 | SVOCs in Water by GCMS | MNPCA |  |  |  | 1/17/2012 2:58:47 PM
262602 | MDH450 | Chlorophyll A (H2O), field filtered | MNPCA |  |  |  | 1/17/2012 2:56:56 PM
262918 | MDH451 | Pheophytin-A (H2O) | MNPCA |  |  |  | 1/17/2012 2:54:13 PM
268423 | MDH452 | Chlorophyll A (H2O), lab filtered | MNPCA |  |  |  | 1/17/2012 2:54:13 PM
274989 | MDH465 | VOCs in Water | MNPCA |  |  |  | 12/12/2011 7:25:07 AM
274911 | MDH468 | VOCs in Water by GCMS (USEPA 524.2) | MNPCA | 524.2 |  |  | 1/17/2012 2:56:55 PM
274918 | MDH498 | VOCs in Water by GCMS (USEPA 8260B) | MNPCA | 8260B |  |  | 1/17/2012 2:57:10 PM
530348 | MDH555 | Perfluorinated Compounds (PFCs) by LC/MS/MS | MNPCA_AGW |  |  |  | 3/1/2018 11:01:07 AM
530445 | MDH582 | Weight, Dry, Percent | MNPCA |  |  |  | 4/2/2014 4:49:37 PM
263206 | MDH614 | Boron in Water by ICP-AES, Total | MNPCA |  |  |  | 6/25/2013 3:47:45 AM
552036 | MDH_MTL_NONREGCOMP | MDH(Not Regulatory Compliant) | MNPCA_AGW |  |  |  | 5/8/2015 12:34:34 PM
744806 | ME MBSA RS | Methods for Biological Sampling and Analysis of Maine's Rivers and Streams | PENOBSCOTINDIANNATIONDNR | Field, laboratory and data preparation methods to collect and analyze benthic macroinvertebrate samples in Maine Rivers and Streams |  | http://www.maine.gov/dep/water/monitoring/biomonitoring/materials/sop_stream_macro_methods_manual.pdf | 1/10/2019 12:10:52 PM
744732 | ME MBSA RS | Methods for Biological Sampling and Analysis of Maine's Rivers and Streams | MEDEP_WQX | Field, laboratory and data preparation methods to collect and analyze benthic macroinvertebrate samples in Maine Rivers and Streams |  | http://www.maine.gov/dep/water/monitoring/biomonitoring/materials/sop_stream_macro_methods_manual.pdf | 4/16/2018 7:43:59 AM
3199 | ME355.01 | Cyanide in Drinking Water by GC/MS | LECK MITCHELL | ME355.01 ~ Leck Mitchell ; Cyanide in Drinking Water by GC/MS |  | https://www.nemi.gov/methods/method_summary/10443/ | 6/10/2010 12:22:20 PM
564019 | ME4.1.25 | MAINE DEP METHOD FOR DIESEL RANGE ORGANICS | MEDEP_WQX |  |  |  | 3/17/2015 3:08:39 PM
5216 | MEASURE SENSITIVITY | Thoma, D.P., Irwin, R.J., and Penoyer, P.E. | NPS | Documenting Measurement Sensitivity and Bias of FIeld-Measured Parameters in Water Quality Monitoring Programs ~ NPS ; Thoma, D.P., Irwin, R.J., and Penoyer, P.E. |  | https://www.nemi.gov/methods/sams_method_summary/11956/ | 7/31/2013 12:00:00 AM
19776 | MEASURED | MEASURED | MEDEP_WQX |  |  |  | 2/9/2015 2:40:28 PM
19398 | MEIMF | Generic Micro/Chemical Id | 21PA_WQX | MEIMF-Enterococci | Final |  | 7/6/2016 2:43:23 PM
548368 | MEIMF | Enterococci | WQXTEST | B002 |  |  | 5/5/2014 8:52:15 AM
540095 | Member Filter | Member Filter | USACOEND |  |  |  | 3/26/2014 3:46:08 PM
730260 | MEMBR | MEMBR | NTHRNUTE | This is a analytical method from EPA USGS-WRD |  |  | 4/17/2018 5:06:54 PM
740880 | MEMBR | MEMBR | AZDEQ_SW |  |  |  | 11/10/2017 2:13:31 PM
458981 | Membrane Filter | Membrane Filter | USACOEND |  |  |  | 1/4/2019 11:50:42 AM
743669 | Membrane filtration | Membrane filtration | WQXTEST |  |  |  | 3/7/2018 8:47:12 AM
110624 | Membrane filtration | Membrane filtration | 21HI |  |  |  | 2/6/2019 5:01:07 AM
562931 | Mercury-Lumex | Mercury - Lumex with Soil Attachment | R10BLACKBUTTEMINE | See Black Butte Mine Final Removal with Appendices 7/20/2008 - Ecology and Environment START3 SOPs - Soil and Sediment Analyses |  |  | 3/3/2015 2:45:45 PM
562930 | Mercury-XRF | Mercury Instrument Method for XRF | R10BLACKBUTTEMINE | See Black Butte Mine Final Removal with Appendices 7/20/2008 - Ecology and Environment START3 SOPs - Soil and Sediment Analyses |  |  | 3/3/2015 2:44:39 PM
558900 | MET | Boomsnub Site Historical Analytical Method for MET | R10BOOMSNUB | Boomsnub Site Historical Analytical Method for MET |  |  | 12/5/2014 2:14:49 PM
553659 | Met Dis W.3F | Met Dis W.3F | EPA_R7_WQX | Met Dis W.3F |  |  | 11/16/2015 11:35:18 AM
510312 | Met Fish | Met Fish | EPA_R7_WQX | Metals in fish tissue, please call EPA R7 Lab for more information. |  |  | 12/23/2014 4:47:09 PM
290975 | Met Fish T.3B | Met Fish T.3B | EPA_R7_WQX |  |  |  | 12/23/2014 4:47:13 PM
290976 | Met Fish T.3C | Met Fish T.3C | EPA_R7_WQX |  |  |  | 12/23/2014 4:47:14 PM
257227 | Met Fish T.3D | Met Fish | EPA_R7_WQX |  |  |  | 12/23/2014 4:48:07 PM
532311 | Met Fish T.3E | Metals in Fish by ICP-AES | EPA_R7_WQX | This analysis is performed following RLAB Method 3122.3D (sample prep follows RLAB Method 3110.2) and provides analytical data for 3 elements in fish tissue. Cadmium, lead, and selenium found in fish may be an indication of water quality and bioaccumulation, although some selenium is naturally occurring. Fish tissue samples analyzed for metals usually originate from monitoring programs. However, this method still satisfies all of the applicable program requirements for both Superfund and RCRA (and potentially other programs as well). The presence and concentrations of these elements are determined by the ground fish sample going through digestion phase followed by analysis of the extract. A 2 g aliquot is digested by adding 2.5 mL HNO3. Allow tissue to dissolve by heating at 40 degC or sit overnight. Heat at 110 degC until solution turns brown (1 hour). Add 1 mL HNO3. Heat again until brown (30 minutes). Add 2 mL of 30% H2O2 and heat at 80 degC until solution volume is 5-10 mL (about 30 minutes). Repeat this twice, or until solution is clear. Add 1 mL HCl and heat at 40 degC until solution volume is 5 mL (about 30 minutes). Dilute to 50 mL final volume. A filtered aliquot is analyzed by inductively coupled argon plasma (ICAP) atomic emission spectroscopy. The detection limits are 0.06 ppm (mg/kg) for cadmium; 0.17 ppm for lead; and 0.50 ppm for selenium. Matrix interferences sometimes occur and may complicate the analytical process. If there is a matrix interference, dilutions may be performed and higher detection limits reported. Potential other sources of interferences include contaminated laboratory equipment and/or chemicals. However, analytical interferences are typically the result of the sample matrix and not laboratory materials. |  |  | 6/9/2015 1:39:48 PM
553664 | Met Fish T.3F | Met Fish T.3F | EPA_R7_WQX | Met Fish T.3F |  |  | 11/12/2014 2:30:02 PM
514130 | Met S.3E | Metals in sediment | EPA_R7_WQX | This analysis is performed following RLAB Method 3122.3D and provides analytical data for up to 23 elements in solids. Many of the elements in soil are naturally occurring, but some elements may have elevated concentrations due to improper waste disposal or pesticide applications that contained metals such as arsenic. Other types of solid samples that can be analyzed include dust, sediment, industrial waste, sludges, etc. Solid samples analyzed for metals originate from an array of different sources, as well as different programs, such as Superfund and RCRA. However, this method still satisfies all of the applicable program requirements for both Superfund and RCRA (and potentially other programs as well). The presence and concentrations of these elements are determined by the soil sample going through digestion phase followed by analysis of the extract. An aliquot, 1 g, of the sample is digested by adding 1 milliliters nitric acid (HNO3) and 1.5 milliliters of hydrochloric acid (HCl) and then heated in a block digestor at 85-95 C. The digested sample is brought up to 50 milliliters with DI water and then an aliquot is centrifuged for analysis. The sample is analyzed by inductively coupled argon plasma (ICAP) atomic emission spectroscopy. The detection limits range from 0.101 ppm (mg/kg) for beryllium to 23.4 ppm for sodium, and are typically in the low (less than 2) ppm range. Matrix interferences sometimes occur and may complicate the analytical process. If there is a matrix interference, dilutions may be performed and higher detection limits reported. Potential other sources of interferences include contaminated laboratory equipment and/or chemicals. However, analytical interferences are typically the result of the sample matrix and not laboratory materials. |  |  | 12/14/2015 12:56:50 PM
553658 | Met S.3F | Metals in Solids | EPA_R7_WQX |  |  |  | 12/11/2015 2:02:29 PM
514124 | Met W.3E | Metals in water | EPA_R7_WQX | This analysis is performed following RLAB Method 3122.3D and provides analytical data for up to 24 elements in water. If dissolved metals are desired, the sample should be filtered and acidified in the field. Many of the elements are found naturally in soil and may enter the water supply through natural leaching and weathering, but elevated concentrations of some elements may occur due to improper waste disposal or pesticide runoff. Water samples analyzed for metals originate from an array of different sources, as well as different programs, such as Superfund and RCRA. However, this method still satisfies all of the applicable program requirements for both Superfund and RCRA (and potentially other programs as well). The presence and concentrations of these elements are determined by the water sample going through digestion phase followed by analysis of the extract. An aliquot, 50 milliliters, of the sample is acidified by adding 1 milliliters nitric acid (HNO3) and 1.5 milliliters hydrochloric acid (HCl), and then digested in a block digestor at 85-95 C until the apparent volume is 25 - 50 milliliters. The digested sample is brought up to 50 milliliters with DI water and then an aliquot is centrifuged for analysis. The sample is analyzed by inductively coupled argon plasma (ICAP) atomic emission spectroscopy. The detection limits range from 0.42 ppb (ug/L) for beryllium to 1.50 ppm (mg/L) for sodium. Typical detection limits are in the low (less than 15) ppb range for most metals. Matrix interferences sometimes occur and may complicate the analytical process. If there is a matrix interference, dilutions may be performed and higher detection limits reported. Potential other sources of interferences include contaminated laboratory equipment and/or chemicals. However, analytical interferences are typically the result of the sample matrix and not laboratory materials. |  |  | 12/14/2015 12:56:50 PM
551795 | Met W.3F | Metals in Water by ICP-AES | EPA_R7_WQX | This analysis is performed following RLAB Method 3122.3D and provides analytical data for up to 24 elements in water. If dissolved metals are desired, the sample should be filtered and acidified in the field. Many of the elements are found naturally in soil and may enter the water supply through natural leaching and weathering, but elevated concentrations of some elements may occur due to improper waste disposal or pesticide runoff. Water samples analyzed for metals originate from an array of different sources, as well as different programs, such as Superfund and RCRA. However, this method still satisfies all of the applicable program requirements for both Superfund and RCRA (and potentially other programs as well). The presence and concentrations of these elements are determined by the water sample going through digestion phase followed by analysis of the extract. An aliquot, 50 milliliters, of the sample is acidified by adding 1 milliliters nitric acid (HNO3) and 1.5 milliliters hydrochloric acid (HCl), and then digested in a block digestor at 85-95 C until the apparent volume is 25 - 50 milliliters. The digested sample is brought up to 50 milliliters with DI water and then an aliquot is centrifuged for analysis. The sample is analyzed by inductively coupled argon plasma (ICAP) atomic emission spectroscopy. The detection limits range from 0.42 ppb (ug/L) for beryllium to 1.50 ppm (mg/L) for sodium. Typical detection limits are in the low (less than 15) ppb range for most metals. Matrix interferences sometimes occur and may complicate the analytical process. If there is a matrix interference, dilutions may be performed and higher detection limits reported. Potential other sources of interferences include contaminated laboratory equipment and/or chemicals. However, analytical interferences are typically the result of the sample matrix and not laboratory materials. Analysis Summary: Method: EPA Region 7 RLAB Method 3122.3F |  |  | 12/14/2015 12:56:50 PM
19815 | METH1 | Fecal Coliform Procedure | 21VABCH |  |  |  | 11/20/2018 1:35:01 PM
731655 | METHOD 8015 BY ESC | DETERMINATION OF EPH BY GC/FID WITH 1:1 DIESEL/MOTOR OIL | 21ARIZ_WQX |  |  |  | 5/12/2016 2:03:27 AM
586871 | Method E 1563-98 | Method E 1563-98 | DWH_SCRIBE1082 |  |  |  | 9/10/2011 5:23:34 PM
550821 | METRO_SOP_6.5.1 | METRO MC SOP 6.5.1 | KINGCOUNTY | E. Coli analysis |  |  | 5/13/2014 6:30:02 PM
730157 | MF | MF | CABEACH_WQX | MF |  |  | 3/24/2016 3:56:39 PM
551310 | MGS-NCS | Examination of Water and Wastewater | MDEDAT01_WQX | This procedure is for determining Nitrogen, Carbon and Sulfur concentration in sediment collected around and in the vicinity of Hart-Miller Island. Citation: Standard Methods for Examination of Water and Wastewater |  |  | 9/6/2017 9:51:18 AM
735731 | MI101 | MSU/ANS Microzooplankton Enumeration Method | CBP_WQX | Samples were gently mixed and a 1-milliliter aliquot is removed with a Stempel pipette and put into a Sedgewick-Rafter cell for enumeration with a compound microscope at 100X magnification. Beginning with samples collected in April 1986, a small drop of concentrated Rose Bengal stain was added to the cell prior to addition of the sub sample. The sub sample was allowed to set for 10 minutes before counting. At least one chamber (1 milliliter) was counted for each sample and if the total count did not reach 250 organisms, subsequent 1 milliliter aliquots were enumerated until a count of 250 or more organisms was obtained or 3 milliliter was examined. If a certain organism was abundant (more than 60 per chamber), it was not counted in the subsequent 1 milliliter aliquot for a given sample. For extremely abundant taxa, less than one milliliter could be counted. Species identification were made using the NODC species code. Microzooplankton smaller than 44 micrometers were noted on the original data sheet but not enumerated since estimates would not have been quantitative |  |  | 11/6/2017 11:44:19 PM
739944 | MI101 | MSU/ANS Microzooplankton Enumeration Method | WQXTEST | Samples were gently mixed and a 1-milliliter aliquot is removed with a Stempel pipette and put into a Sedgewick-Rafter cell for enumeration with a compound microscope at 100X magnification. Beginning with samples collected in April 1986, a small drop of concentrated Rose Bengal stain was added to the cell prior to addition of the sub sample. The sub sample was allowed to set for 10 minutes before counting. At least one chamber (1 milliliter) was counted for each sample and if the total count did not reach 250 organisms, subsequent 1 milliliter aliquots were enumerated until a count of 250 or more organisms was obtained or 3 milliliter was examined. If a certain organism was abundant (more than 60 per chamber), it was not counted in the subsequent 1 milliliter aliquot for a given sample. For extremely abundant taxa, less than one milliliter could be counted. Species identification were made using the NODC species code. Microzooplankton smaller than 44 micrometers were noted on the original data sheet but not enumerated since estimates would not have been quantitative |  |  | 11/6/2017 12:00:00 AM
739945 | MI102 | ODU Microzooplankton Enumeration Method | WQXTEST | The entire bottom surface of the settling chambers was scanned at 100x for chamber #1 and at 200x for chamber #2 and #3 using an inverted plankton microscope. Chamber #1 provided counts for the larger microzooplankton (>73 microns), Chamber #2 for Microzooplankton groups between 40 and 73 microns in size, and Chamber #3 for small ciliates < 40 Microns. Counts were reported as number of organisms per liter. In theory, Virginia's MI102 organism counts for chambers #1 and #2 should reflect the same taxa and life stages found in the Maryland MI101 organism counts |  |  | 11/6/2017 12:00:00 AM
735732 | MI102 | ODU Microzooplankton Enumeration Method | CBP_WQX | The entire bottom surface of the settling chambers was scanned at 100x for chamber #1 and at 200x for chamber #2 and #3 using an inverted plankton microscope. Chamber #1 provided counts for the larger microzooplankton (>73 microns), Chamber #2 for Microzooplankton groups between 40 and 73 microns in size, and Chamber #3 for small ciliates < 40 Microns. Counts were reported as number of organisms per liter. In theory, Virginia's MI102 organism counts for chambers #1 and #2 should reflect the same taxa and life stages found in the Maryland MI101 organism counts |  |  | 11/6/2017 11:49:09 PM
735733 | MI103 | MSU/ANS Microzooplankton Whole Water Sample Enumeration Method | CBP_WQX | To count, the entire chamber was examined at 200X with an inverted microscope to obtain a minimum count of 100 organisms. If 100 organisms were not counted, another subsample is settled. Any organism that was abundant in the first aliquot (more than 60) was not counted. The count program used for the net samples (see above) was currently being adapted for use with whole water counts. The ITIS taxonomic codes were used for the taxa that are enumerated. Biomass estimates for each taxon were applied to the normalized densities in order to fit into various ecosystem models and the zooplankton index of biotic integrity |  |  | 11/6/2017 11:52:10 PM
739946 | MI103 | MSU/ANS Microzooplankton Whole Water Sample Enumeration Method | WQXTEST | To count, the entire chamber was examined at 200X with an inverted microscope to obtain a minimum count of 100 organisms. If 100 organisms were not counted, another subsample is settled. Any organism that was abundant in the first aliquot (more than 60) was not counted. The count program used for the net samples (see above) was currently being adapted for use with whole water counts. The ITIS taxonomic codes were used for the taxa that are enumerated. Biomass estimates for each taxon were applied to the normalized densities in order to fit into various ecosystem models and the zooplankton index of biotic integrity |  |  | 11/6/2017 12:00:00 AM
566694 | MICRO-ELISA-MDEQ-WQ | Microcystins by ELISA - Total | MDEQ_WQ_WQX |  |  |  | 4/13/2018 4:17:53 PM
109531 | MICROCYSTIN | MICROCYSTIN SAMPLE ANALYSIS | 11113300 | COMPLETE SOP CAN BE FOUND IN NHDES LIMNOLOGY CENTER LABORATORY MANUAL. |  |  | 2/14/2017 10:28:44 AM
762725 | MICROCYSTIN | MICROCYSTIN | POMO989_WQX | California Animal Health & Food Safety Laboratory System - Toxicology Reporting |  |  | 9/26/2018 7:21:57 PM
511302 | Microcystins ADDA EL | Microcystins ADDA ELISA | INSTOR_WQX |  |  |  | 7/26/2017 10:16:40 AM
107108 | Mirex | Mirex | EPATEST |  |  |  | 12/9/2016 7:55:47 AM
257362 | MISC_CALC | Miscellaneous Calculations for Nutrients | MDE_FIELDSERVICES_WQX |  |  |  | 6/18/2014 8:59:47 AM
505762 | MISS_GLKN_HL_DS4X | Multiprobe Field Analysis | 11NPSWRD_WQX | Datalogger, Hydrolab, Surveyor 4a; DataSonde(multiprobe), Hydrolab, 4X Magdalene, S., D.R. Engstrom, and J.E. Elias; 2007; Standard operating procedure #6: Field Measurements and water sample collection. in Magdalene, S., D.R. Engstrom, and J.E. Elias. 2007. Large rivers water quality monitoring protocol, Version 1.0.; National Park Service, Great Lakes Network; 40 pp. |  |  | 4/4/2016 7:56:40 AM
505758 | MISS_GLKN_HL_MS5.0 | Multiprobe Field Analysis Hydrolab MS5.0 | 11NPSWRD_WQX | Datalogger, Hydrolab, Surveyor 4a; DataSonde(multiprobe), Hydrolab, MS5.0 Magdalene, S., D.R. Engstrom, and J.E. Elias; 2007; Standard operating procedure #6: Field Measurements and water sample collection. in Magdalene, S., D.R. Engstrom, and J.E. Elias. 2007. Large rivers water quality monitoring protocol, Version 1.0.; National Park Service, Great Lakes Network; 40 pp. |  |  | 4/4/2016 7:56:37 AM
505763 | MISS_GLKN_SECHI | Secchi Disk | 11NPSWRD_WQX | Magdalene, S., D.R. Engstrom, and J.E. Elias; 2007; Standard operating procedure #6: Field Measurements and water sample collection. in Magdalene, S., D.R. Engstrom, and J.E. Elias. 2007. Large rivers water quality monitoring protocol, Version 1.0.; National Park Service, Great Lakes Network; 40 pp. |  |  | 4/4/2016 7:56:42 AM
505759 | MISS_GLKN_THERM | Thermometer | 11NPSWRD_WQX | Magdalene, S., D.R. Engstrom, and J.E. Elias; 2007; Standard operating procedure #6: Field Measurements and water sample collection. in Magdalene, S., D.R. Engstrom, and J.E. Elias. 2007. Large rivers water quality monitoring protocol, Version 1.0.; National Park Service, Great Lakes Network; 40 pp. |  |  | 4/4/2016 7:56:38 AM
505761 | MISS_GLKN_TP/TN | Alkaline Persulfate Digestion for Total N and P in Water | 11NPSWRD_WQX | Patton, C.J. and J.R. Kryskalla; 2003; Methods of analysis by the U.S. Geological Survey National Water Quality Laboratory--Evaluation of alkaline persulfate digestion as an alternative to Kjeldahl digestion for determination of total and dissolved nitrogen and phosphorus in water: U.S. Geological Survey Water-Resources Investigations Report 03-4174; U.S. Geological Survey; 33 pp. |  |  | 4/4/2016 7:56:39 AM
505760 | MISS_GLKN_TTUBE | Transparency Tube | 11NPSWRD_WQX | 120+cm clear tube with mini secchi disk and valve at bottom Magdalene, S., D.R. Engstrom, and J.E. Elias; 2007; Standard operating procedure #6: Field Measurements and water sample collection. in Magdalene, S., D.R. Engstrom, and J.E. Elias. 2007. Large rivers water quality monitoring protocol, Version 1.0.; National Park Service, Great Lakes Network; 40 pp. |  |  | 4/4/2016 7:56:38 AM
566135 | MIT_QAPP | NWTPH-DX | MIT_WQX |  |  |  | 12/7/2015 7:12:43 PM
154752 | MLA-007-E1 | AXYS INTERNAL METHOD FOR DETERMINATION OF ORGANOCH | MEDEP_WQX |  |  |  | 12/2/2014 9:51:12 AM
154751 | MLA-007-E2 | AXYS INTERNAL METHOD FOR PESTICIDES | MEDEP_WQX |  |  |  | 12/2/2014 9:51:09 AM
213665 | MLA-010 Rev 08 | MLA-010 Rev 08 | DRBC |  |  |  | 7/23/2013 8:46:37 PM
109517 | MLA-035 | AXYS INTERNAL METHOD FOR ANALYSIS OF MULTI-RESIDUE PESTICIDES BY HRGC/HRMS. BASED ON EPA 1699. | MEDEP_WQX |  |  |  | 4/25/2014 9:13:53 AM
109524 | MLA-041 | AXYS INTERNAL METHOD FOR PERFLUOROCARBONS (SOLIDS) | MEDEP_WQX |  |  |  | 6/2/2011 7:54:19 AM
109525 | MLA-043 | AXYS INTERNAL METHOD FOR PERFLUOROCARBONS (TISSUE) | MEDEP_WQX |  |  |  | 11/30/2015 1:15:42 PM
743344 | MLA-052 Rev 04 | AXYS PPCP | DRBC | QAPP approved equivalent to USEPA Method 1694 |  |  | 5/8/2018 3:36:28 PM
757113 | MLA-068 Rev 01 | SGS/AXYS hormones and sterols | DRBC |  |  |  | 5/17/2018 11:59:49 AM
757112 | MLA-068 Rev 02 | SGS/AXYS hormones and sterols | DRBC |  |  |  | 5/17/2018 11:59:49 AM
757114 | MLA-072 Rev 02 | SGS/AXYS hormones and sterols | DRBC |  |  |  | 5/17/2018 11:55:28 AM
743346 | MLA-075 Rev 01 | SGS/AXYS PPCP | DRBC | QAPP approved equivalent to USEPA Method 1694 |  |  | 5/8/2018 3:36:28 PM
743343 | MLA-075 Rev 07 | SGS/AXYS PPCP | DRBC | QAPP approved equivalent to USEPA Method 1694 |  |  | 5/17/2018 11:55:29 AM
5061 | MLM ASSEMBLAGE | Maximum Likelihood Method for Predicting Environmental Conditions from Assemblage Composition | USEPA | Maximum Likelihood Method for Predicting Environmental Conditions from Assemblage Composition ~ EPA ; Yuan, Lester L. |  | https://www.nemi.gov/methods/sams_method_summary/11949/ | 7/31/2013 12:00:00 AM
62912 | MM | MULTI-METER | MEDEP_WQX |  |  |  | 2/23/2016 1:44:35 PM
1176 | MM100 | ICP/MS Radionuclide Analyses | USDOE/ASD | MM100 ~ DOE ; ICP/MS Radionuclide Analyses |  | https://www.nemi.gov/methods/method_summary/4766/ | 8/12/2006 11:50:00 PM
1177 | MM210 | ICP/MS of Th230, Tc99 and U234 | USDOE/ASD |  |  |  | 8/12/2006 11:50:00 PM
1178 | MM800 | ICP/MS of Uranium in Water | USDOE/ASD | MM800 ~ DOE ; ICP/MS of Uranium in Water |  | https://www.nemi.gov/methods/method_summary/4767/ | 8/12/2006 11:50:00 PM
19471 | MMTECMF | Generic Micro/Chemical Id | 21PA_WQX | MMTECMF-E. coli | Final |  | 1/6/2019 10:06:51 AM
547647 | MOD375.4 | MOD375.4 | 21FLHILL_WQX | modified EPA 375.4. Differs from EPA 375.4 in that a SulfaVer pillow is added and absorbance reading is taken once between 5 and 10 minutes (reaction completion). (EPA 375.4 calls for absorbance to be read and recorded every 30 seconds until the reaction goes to completion (about 5-10 minutes) and the highest reading is taken is used.) |  |  | 12/6/2018 1:00:16 PM
757124 | Modified from APHA 4 | Modified from APHA 4500-P.B.3 and 4500-P.E | RTI |  |  |  | 5/21/2018 10:27:19 AM
522226 | MODIFIED SOBEK 3.2 | MODIFIED SOBEK 3.2 | CDATRUST | Acid Base Accounting - Acid Neutralization Potential and Acid Generation Potential |  |  | 3/26/2013 4:40:08 PM
559597 | Moisture | Gravimetric Mositure Determination | DRBC |  |  |  | 12/12/2014 1:44:13 PM
762684 | MOM grab | Field methods for DEQ Water sampling | OREGONDEQ | LASAR translation for field methods |  |  | 2/26/2019 5:40:51 PM
743347 | MOMs | Method Reference Guide for Water sampling | 21ORBCH |  |  |  | 2/7/2019 3:29:44 PM
742680 | MOMs | Field methods for DEQ Water sampling | OREGONDEQ |  |  |  | 2/16/2019 2:34:36 AM
762962 | MORRTRAMA_AL | Morristown NHP Watershed Study Aluminum Procedure | 11NPSWRD_WQX | Total recoverable aluminum was determined using a Perkin-Elmer Model 503 flameless atomic absorption spectrophotometer equipped with an HGA-2100 graphite furnace unit. All measurements were made at 309.9nm using standard operating procedures. |  |  | 10/16/2018 12:40:47 PM
762969 | MORR_ACCU825 | Fisher Accumet Model 825 MP pH Meter | 11NPSWRD_WQX |  |  |  | 10/16/2018 12:40:48 PM
762968 | MORR_ALGAE | Morristown NHP Watershed Study Phase II Algae Procedure | 11NPSWRD_WQX | At the times macroinvertebrates were sampled, one or two small rocks were taken from the stream bed, placed in a bucket with stream water and returned to the laboratory. Several scrapings were placed in a drop of distilled water on a glass slide. A cover clip was added and the preparation was examined with a compound light microscope at 100x and 430x magnification. Algae observed in the rock scrapings were identified to genus. |  |  | 10/16/2018 12:40:47 PM
734225 | MP010 | monitoring probe 1 | WQXWEBTRAINING7 | its a probe, what more can I say? |  |  | 2/27/2017 2:46:36 PM
522129 | MPCA | Transparency, Tube with Disk | NEIARCD_WQX | Minnesota Pollution Control Association uses a 100 cm transparency tube for their volunteer stream monitoring program. |  |  | 1/31/2013 11:06:05 AM
529886 | MPT-SOP1 | Field SOP for NS Mayport for non-measured field parameters | 21FLMAYP_WQX |  |  |  | 10/18/2013 10:40:21 AM
257412 | MPT-SOP2 | Field SOP for NS Mayport for air and wind conditions | 21FLMAYP_WQX |  |  |  | 12/4/2018 3:15:34 PM
154768 | MRBG | METHYL RD/BROMCRESOL GREEN | MEDEP_WQX |  |  |  | 4/17/2014 10:26:39 AM
730173 | MRL PMHG | Analysis of Methylmercury in Suspended Matter by Distillation, Gas Chromatography Separation, and Speciated Isotope Dilu | EPAR5_SLR_WQX |  |  |  | 5/27/2016 2:33:55 PM
730170 | MRL PTHG | Analysis of Total Mercury in Particulate Matter by Cold Vapor Atomic Fluorescence Detection with the Brooks-Rand "MERX" | EPAR5_SLR_WQX |  |  |  | 5/27/2016 2:33:55 PM
730174 | MRL SMHG | Analysis of Methylmercury in Solids by Distillation, Gas Chromatography Separation, and Speciated Isotope Dilution Mass | EPAR5_SLR_WQX |  |  |  | 5/27/2016 2:33:48 PM
730171 | MRL STHG | Analysis of Total Mercury in Solid Samples by Atomic Adsorption following Direct Combustion with the Nippon MA-2 Mercury | EPAR5_SLR_WQX |  |  |  | 5/27/2016 2:33:48 PM
730172 | MRL UMHG/FMHG | Analysis of Methylmercury in Water by Distillation, Gas Chromatography Separation, and Speciated Isotope Dilution Mass S | EPAR5_SLR_WQX |  |  |  | 5/27/2016 2:33:55 PM
730169 | MRL UTHG/FTHG | Analysis of Total Mercury in Water by Manual Purge and Trap Capture and Cold Vapor Atomic Fluorescence Detection | EPAR5_SLR_WQX |  |  |  | 5/27/2016 2:33:55 PM
563092 | MS | Elkhead Mine Fall 2003 GW, Surface Water | R10ELKHEADMINE | Elkhead Mine Fall 2003 Analytical Method for Groundwater and Surface Water sample analysis. |  |  | 3/6/2015 5:29:57 PM
732112 | MS-A | Age | EPA_GLNPO |  |  |  | 4/19/2016 12:40:38 PM
732113 | MS-B | Behavior | EPA_GLNPO |  |  |  | 4/19/2016 12:40:38 PM
732114 | MS-V | Visual | EPA_GLNPO |  |  |  | 4/19/2016 12:40:39 PM
1179 | MS100 | Reflectometry-Based Instrument | USDOE/ASD |  |  |  | 8/12/2006 11:50:00 PM
1180 | MS110 | Colorimetric Test for CrO4+ | USDOE/ASD |  |  |  | 8/12/2006 11:50:00 PM
1181 | MS210 | Colorimetric Test for Lead in Water | USDOE/ASD |  |  |  | 8/12/2006 11:50:00 PM
4731 | MS310 | Nitrate in Water by Colorimetric Test | USDOE/ASD | MS310 ~ DOE ; Nitrate in Water by Colorimetric Test | 1 | https://www.nemi.gov/methods/method_summary/4768/ | 7/31/2013 12:00:00 AM
1182 | MS310(S) | Colorimetric Test for NO3+ in Soil | USDOE/ASD | in Sediment | 1 |  | 8/12/2006 11:50:00 PM
1183 | MS310(W) | Colorimetric Test for NO3+ in Water | USDOE/ASD | in Water | 1 |  | 8/12/2006 11:50:00 PM
1184 | MS410(W) | Colorimetric Test for Nickel in Water | USDOE/ASD | in Water |  |  | 8/12/2006 11:50:00 PM
564887 | MSL-I-012 | MSL-I-012 | ASPECT_WQX | MSL-I-012 |  |  | 5/7/2015 1:56:12 PM
565463 | MST | MST (King County) | SNOQUALM_WQX | The King County Microbiology Laboratory has developed methods for microbial source tracking using the indicators sorbitol - fermenting Bifidobacteria, Rhodococcus and a human specific Bacteroides sp. This study will further field test these methods and provide information on the usefulness of these types of indicators in identifying the presence of human-origin or farm animal-origin sewage in surface waters. Samples will be collected and analyzed for all parameters. |  |  | 10/29/2015 12:04:51 PM
743450 | MST | Microbial Source-Tracking and Detection Techniques | USDOI/USGS | Application of Molecular Microbial Technologies to USGS Science https://water.usgs.gov/owq/application.pdf |  |  | 2/15/2018 7:52:53 AM
732758 | MST | Microbial Source Tracking | TEPA29 | Quantitative PCR AB Stepone Plus |  |  | 10/13/2016 5:51:11 PM
551983 | MT-AG-PEST-MDEQ-WQ | Montana Dept. Agriculture Universal Method for the Determination of Polar Pesticides in Water | MDEQ_WQ_WQX | Method Reference: Montana Department of Agriculture, MTUNIV_W1, Revision 7: January, 2013, "Universal Method for the Determination of Polar Pesticides in Water Using Solid Phase Extraction and Liquid Chromatography/Mass Spectrometry/Mass Spectrometry". |  |  | 6/25/2014 3:26:15 PM
560140 | MT-AG-PEST-MTWTRSHD | Montana Dept. Agriculture Universal Method for the Determination of Polar Pesticides in Water | MTWTRSHD_WQX |  |  |  | 12/28/2015 2:05:55 PM
730160 | MTF | MTF | CABEACH_WQX | MTF |  |  | 3/24/2016 4:03:08 PM
732115 | MTL_SPEC | Metals speciation | EPA_GLNPO |  |  |  | 2/21/2019 5:32:26 PM
1185 | MU012R | Cyanide by Microdistillation and Argento | USDOE/ASD | MU012R ~ DOE ; Cyanide by Microdistillation and Argento |  | https://www.nemi.gov/methods/method_summary/4769/ | 8/12/2006 11:50:00 PM
5068 | MULTI-METRIC INDICES | Process for Creating Multi-Metric Indices for Large-Scale Aquatic Surveys | USEPA | Process for Creating Multi-Metric Indices for Large-Scale Aquatic Surveys ~ EPA ; Stoddard, J.L., Herlihy, A.T., Peck, D.V., Hughes, R.M., Whittier, R.R., and Tarquinio, E. |  | https://www.nemi.gov/methods/sams_method_summary/11958/ | 7/31/2013 12:00:00 AM
262020 | MULTIPROBE | MULTIPROBE HYDROLAB FIELD MEASUREMENT | 21FLVEMD_WQX | Hydrolab or other multiprobe instrument is used to measure parameters in the field. Calibrations with bracketing are performed initially and after collection of samples to provide quality data. Maintenance and calibration records are kept on lab property. |  |  | 12/5/2018 4:29:05 PM
763239 | MULT_SSCR_DIC | Multi-Park Dissolved Inorganic Carbon Calculation | 11NPSWRD_WQX | This method was implemented in a multi-park Colorado River Spring Survey by John Spence. Dissolved Inorganic Carbon, as carbonate and bicarbonate, was calculated from alkalinity (expressed as milliequivalents per liter) and pH. |  |  | 11/8/2018 5:35:41 PM
763246 | MULT_SSCR_FLOW | Multi-Park Colorado River Spring Flow Measurement | 11NPSWRD_WQX | This method was implemented in a multi-park Colorado River Spring Survey by John Spence. Water flow was determined by one of several methods. When water flow (velocity from 5 - 75 centimeters per second) was observed in a channelized bed (depth 5 - 50 centimeters), a Price Pygmy model current meter was used to measure water velocity for the subsequent calculation of water discharge (Buchanan and Somers, 1976). For discharge measurements in channels too shallow to use of the Pygmy meter, a temporary weir was constructed from plastic to constrict the flowing water to a fixed channel. Under these conditions, flow was determined volumetrically by collecting a volume of water flowing from the weir for a specific period of time. For smaller water discharges, a direct volumetric measurement was made. Water was collected directly into a volumetric container (graduated cylinder) or into a holding vessel (bucket or similar container) where the volume collected was subsequently measured by water transfer into a graduated cylinder or other calibrated container. Because the nominal discharge of most of these springs (and seeps) was usually very low (<1 L/sec) and frequently diffuse, quantitative measurements often were not possible. At locations where water discharge could not be directly measured, it was estimated using the area of the wetted rock or sand and the configuration of the topography surrounding the spring or seep as a guide to determine cross-sectional area and water was collected in a volumetric container. |  |  | 11/8/2018 5:35:41 PM
732864 | Musk-xylene | Musk-xylene | EPATEST |  |  |  | 11/21/2016 11:24:11 AM
739947 | MZ101A | Versar Mesozooplankton Enumeration Method-1984 To 1989 | WQXTEST |  |  |  | 11/2/2017 12:00:00 AM
735734 | MZ101A | Versar Mesozooplankton Enumeration Method-1984 To 1989 | CBP_WQX |  |  |  | 11/2/2017 11:49:38 PM
735735 | MZ101B | Versar Mesozooplankton Enumeration Method-1990 To 2002 | CBP_WQX |  |  |  | 11/6/2017 8:56:47 AM
739948 | MZ101B | Versar Mesozooplankton Enumeration Method-1990 To 2002 | WQXTEST |  |  |  | 11/6/2017 12:00:00 AM
735736 | MZ101C | Versar Mesozooplankton Small Organism Screen Enumeration Method- 1998-2002 | CBP_WQX |  |  |  | 11/6/2017 8:56:47 AM
739949 | MZ101C | Versar Mesozooplankton Small Organism Screen Enumeration Method- 1998-2002 | WQXTEST |  |  |  | 11/6/2017 12:00:00 AM
739950 | MZ102 | ODU Mesozooplankton CVS Enumeration Method | WQXTEST |  |  |  | 11/3/2017 12:00:00 AM
735737 | MZ102 | ODU Mesozooplankton CVS Enumeration Method | CBP_WQX |  |  |  | 11/3/2017 3:17:54 PM
739951 | MZ102B | ODU Mesozooplankton Modified CVS Enumeration Method | WQXTEST |  |  |  | 11/6/2017 12:00:00 AM
735738 | MZ102B | ODU Mesozooplankton Modified CVS Enumeration Method | CBP_WQX |  |  |  | 11/6/2017 8:56:48 AM
739952 | MZ103 | ODU Mesozooplankton Henson-Stemple Enumeration Method | WQXTEST |  |  |  | 11/3/2017 12:00:00 AM
735739 | MZ103 | ODU Mesozooplankton Henson-Stemple Enumeration Method | CBP_WQX |  |  |  | 11/3/2017 3:31:47 PM
732116 | N/A | Not applicable | EPA_GLNPO |  |  |  | 2/21/2019 5:37:59 PM
530388 | N/A | Not Applicable | MDDNR | Analytical Method is not applicable (e.g. Total Sample Volume) |  |  | 11/7/2018 3:11:44 PM
3043 | N/A Calculation | N/A Calculation | TCEQMAIN |  |  |  | 11/30/2018 11:11:44 AM
757191 | N15 Isotope pool | N15 Isotope pool dilution | RTI | N15 Isotope pool dilution |  |  | 5/21/2018 3:30:55 PM
522184 | N8171 | HACH-Nitrate Method 8171 | SCEQ |  | 8171 |  | 3/6/2013 12:04:42 PM
733408 | NA | NA | CBP_WQX |  |  |  | 1/17/2017 7:44:07 AM
175693 | NA | NA | 21SC60WQ_WQX | NA |  |  | 3/26/2013 10:48:16 AM
108593 | NA | NA | EPA_REGION_2 |  |  |  | 8/20/2010 10:19:00 AM
3074 | NA | NA | 21SCBCH_WQX | We do not have this data for Tide stage (choice list) |  |  | 3/10/2015 2:47:10 PM
739525 | NA | NA | WQXTEST |  |  |  | 1/17/2017 12:00:00 AM
561974 | NASA-CDOM | CHROMOPHORIC DISSOLVED ORGANIC MATTER | 21VASWCB |  |  |  | 7/21/2017 12:48:11 PM
757193 | NASA/TM-2003-211621 | NASA/TM-2003-211621/Rev4-Vol.IV | RTI | NASA/TM-2003-211621/Rev4-Vol.IV |  |  | 5/23/2018 1:38:00 PM
5245 | NAWQA ALGAL DTH | Algal Sample Collection at Depositional-Targeted Habitat (DTH) in wadeable streams by SG-92 (and other instruments) | USDOI/USGS |  |  | https://www.nemi.gov/methods/method_summary/12235/ | 1/14/2014 11:55:09 PM
5249 | NAWQA ALGAL QMH | Algal Sample Collection at Qualitative Multihabitat (QMH) in wadeable streams by SG-92 (and other instruments) | USDOI/USGS |  |  | https://www.nemi.gov/methods/method_summary/12236/ | 1/14/2014 11:55:09 PM
5247 | NAWQA ALGAL RTH | Algal Sample Collection at Richest-Targeted Habitat (RTH) in wadeable streams by SG-92 (and other instruments) | USDOI/USGS |  |  | https://www.nemi.gov/methods/method_summary/12234/ | 1/14/2014 11:55:09 PM
5248 | NAWQA FISH | Fish Sample Collection in Wadeable Streams by Electrofishing and Seine | USDOI/USGS |  |  | https://www.nemi.gov/methods/method_summary/12237/ | 1/14/2014 11:55:09 PM
4904 | NAWQA GW TRENDS | US Geological Survey | USDOI/USGS | NAWQA Groundwater-Quality Trends ~ USGS NAWQA ; US Geological Survey |  | https://www.nemi.gov/methods/sams_method_summary/11963/ | 7/31/2013 12:00:00 AM
5252 | NAWQA INVERT QMH | Invertebrate Sample Collection at Qualitiative Multiple Habitat (QMH) in wadeable streams by D-net | USDOI/USGS |  |  | https://www.nemi.gov/methods/method_summary/12233/ | 1/14/2014 11:55:09 PM
5250 | NAWQA INVERT RTH | Invertebrate Sample Collection at Richest Targeted Habitat (RTH) in wadeable streams by Slack sampler | USDOI/USGS |  |  | https://www.nemi.gov/methods/method_summary/12232/ | 1/14/2014 11:55:09 PM
5253 | NAWQA PHYTOPLANKTON | Algal phytoplankton sample collection in wadeable streams by SG-92 (and other instruments) | USDOI/USGS |  |  | https://www.nemi.gov/methods/method_summary/12240/ | 1/14/2014 11:55:09 PM
734651 | NA~BATT | Battery Voltage | CBP_WQX |  |  |  | 3/30/2017 6:43:02 AM
739894 | NA~BATT | Battery Voltage | WQXTEST |  |  |  | 3/30/2017 12:00:00 AM
734652 | NA~BOAT_SPEED | Boat Speed In Knots | CBP_WQX |  |  |  | 3/30/2017 6:43:02 AM
739895 | NA~BOAT_SPEED | Boat Speed In Knots | WQXTEST |  |  |  | 3/30/2017 12:00:00 AM
739896 | NA~MEASURED_DEPTH | Shallow Water Measured Depth Method | WQXTEST |  |  |  | 3/30/2017 12:00:00 AM
734653 | NA~MEASURED_DEPTH | Shallow Water Measured Depth Method | CBP_WQX |  |  |  | 3/30/2017 6:43:02 AM
734654 | NA~TOTAL_DEPTH | Shallow Water Total Depth Method | CBP_WQX |  |  |  | 3/30/2017 6:43:02 AM
739897 | NA~TOTAL_DEPTH | Shallow Water Total Depth Method | WQXTEST |  |  |  | 3/30/2017 12:00:00 AM
551295 | NC SALINITY | Salinity | NRTHCHEY |  |  |  | 8/30/2018 9:34:01 AM
62993 | NCA:Benthic ID | Identification of benthic macroinvertebrate infauna | EMAP_CS_WQX | Grab samples were sorted by technicians and all taxa identified/counted by skilled taxonomists. Only organisms > 0.5 mm were processed; groups such as turbellarian flatworms, nematodes, ostracods, harpacticoid copepods and foraminifera were excluded. A minimum of 10% of samples sorted by each technician were re-sorted to monitor performance and maintain acceptable standards. A minimum of 10% of samples were re-checked by other qualified taxonomists for accuracy in identification/enumeration. |  |  | 12/21/2009 10:49:42 AM
62989 | NCA:CVAA | Mercury analysis | EMAP_CS_WQX | Cold vapor atomic absorption analysis (CVAA) was used for mercury (Hg) analysis. |  |  | 12/16/2009 8:42:58 AM
62991 | NCA:GC/ECD | PCBs/Pesticides:Gas chromatography/electron capture detection | EMAP_CS_WQX | All pesticides and polychlorinated biphenyls (PCBs) were analyzed by gas-chromatography electron capture detector (GC/ECD). |  |  | 12/16/2009 8:42:58 AM
62992 | NCA:GC/MS | PAHs:Gas chromatography/mass spectrometer | EMAP_CS_WQX | The polynuclear aromatic hydrocarbons (PAHs) were analyzed by gas-chromatography/mass-spectrometry (GC/MS). |  |  | 12/16/2009 8:42:57 AM
62987 | NCA:GFAA | Inorganic analyses | EMAP_CS_WQX | Graphite Furnace Atomic Absorption Analysis (GFAA) used to measure silver (Ag), arsenic (As), cadmium (Cd), lead (Pb), antimony (Sb), tin (Sn) and thallium (Th). |  |  | 12/16/2009 8:42:58 AM
62990 | NCA:HGAF | Selenium analyses | EMAP_CS_WQX | Hydride Generation Atomic Fluorescence used for EMAP-NCA Northeast Sediment Chemistry analyses for selenium (SE). |  |  | 12/16/2009 8:42:58 AM
62988 | NCA:ICP-AES | Inorganic analyses | EMAP_CS_WQX | Optical-emission Inductively Coupled Plasma Atomic Emission Spectrometer (ICP-AES) was used to measure Aluminum (Al), Chromium (Cr), Copper (Cu), Iron (Fe), Manganses (Mn), Nickel (Ni) and Zinc (Zn). |  |  | 12/16/2009 8:42:58 AM
63096 | NCA:Nutrients | Nutrient analyses | EMAP_CS_WQX | NH4, PO4, NO23, NO2, and Si were measured by analyzing filtered water with a segmented continuous flow analyzer. Chlorophyll a pigments were extracted from filters with 90% acetone and measured without acidification using the Weshmeyer method. Total suspended solids were measured by drying filter at 103-105 deg C followed by weighing. |  |  | 11/24/2009 2:39:50 PM
63105 | NCA:SedGrain | Sediment grain analyses | EMAP_CS_WQX | Homogenized sediments diluted to suspended slurry w/a chemical dispersant; suspension passed through 63 micron sieve. Fine fraction passing through sieve (<63 micron) and coarse fraction retained on filter (>63 micron) dried/weighed separately. Small correction to weight accounted for salt & dispersant residue after evaporation. Silt/clay calculation: salt-free weight of fine fraction divided by combined fine plus coarse salt-free weights (%). Sand calculation: 100%-Silt/clay. |  |  | 12/2/2009 12:13:14 PM
63104 | NCA:TOC | Total organic carbon | EMAP_CS_WQX | For the percent total organic carbon (TOC) analysis, sediment samples were acidified by immersion in 10% HCl to remove inorganic carbonate materials. The dried sediments were oxidized in a muffle furnace at 950 deg C in pure O2. The evolved CO2 gas was integrated, compared to standard curves, and reported as percent organic carbon based on dry weight. |  |  | 12/2/2009 12:13:14 PM
63103 | NCA:Toxicity test | Amphipod Sediment Toxicity test | EMAP_CS_WQX | Ampelisca abdita exposed to sediments for 10 days under static conditions using 5 replicates. 200 mL of homogenized sediment sample placed in replicate glass containers; covered w/600 mL of clean, filtered water (20 deg C, 30ppt, and DO >60% saturation). 20 juvenile amphipods (0.7-1.5 mm) added to each test chamber. Surviving amphipods counted; results reported as average number surviving in sample tests divided by number surviving in control sediment (%). |  |  | 12/2/2009 11:09:42 AM
557339 | NCAFishTissueAnaly | NCA Fish Tissue Analysis Method | NARS_WQX | To ensure even distribution of contaminants throughout tissue samples, whole fish must be ground and homogenized prior to analyses. Smaller whole fish may be ground in a hand crank meat grinder (fish < 300 g) or a food processor (fish 300-1,000 g). Larger (>1,000 g) fish may be cut into 2.5-cm cubes with a food service band saw and then ground in either a small orlarge homogenizer. To avoid contamination by metals, grinders and homo-genizers used to grind and blend tissue should have tantalum or titanium blades and/or probes. |  |  | 11/3/2014 9:59:13 PM
551981 | NCAFishTissueAnaly | NCA Fish Tissue Analysis Method | NARSTEST | To ensure even distribution of contaminants throughout tissue samples, whole fish must be ground and homogenized prior to analyses. Smaller whole fish may be ground in a hand crank meat grinder (fish < 300 g) or a food processor (fish 300-1,000 g). Larger (>1,000 g) fish may be cut into 2.5-cm cubes with a food service band saw and then ground in either a small orlarge homogenizer. To avoid contamination by metals, grinders and homo-genizers used to grind and blend tissue should have tantalum or titanium blades and/or probes. |  |  | 9/17/2014 5:54:11 PM
557402 | NCAInvertAnalysis | NCA Invert Analysis Method | NARS_WQX | View the sample under the stereo dissecting microscope. Identify organisms to the lowest practical taxonomic level. Specimens will be identified, counted and removed from Petri dish one at a time. |  |  | 11/3/2014 11:31:21 PM
551956 | NCAInvertAnalysis | NCA Invert Analysis Method | NARSTEST | View the sample under the stereo dissecting microscope. Identify organisms to the lowest practical taxonomic level. Specimens will be identified, counted and removed from Petri dish one at a time. |  |  | 9/25/2014 5:48:43 PM
557403 | NCASedToxAnalysis | NCA Invertebrate Sediment Toxicity Analysis Method | NARS_WQX | The procedures for testing freshwater organisms in the laboratory to evaluate the potential short-term toxicity of sediments. Sediments are collected from the field and the toxicity method will be applied to the amphipod Hyalella azteca. The method described here is for conducting a 10-d acute toxicity test. The test is conducted for 10 days in 300-mL chambers containing 100 mL of sediment and 175 mL of overlying water. Overlying water is added daily and test organisms are fed during the toxicity tests. The endpoint in the 10-d toxicity test with H. azteca is survival. |  |  | 11/4/2014 11:44:35 AM
551957 | NCASedToxAnalysis | NCA Invertebrate Sediment Toxicity Analysis Method | NARSTEST | The procedures for testing freshwater organisms in the laboratory to evaluate the potential short-term toxicity of sediments. Sediments are collected from the field and the toxicity method will be applied to an amphipod species. The method described here is for conducting a 10-d acute toxicity test. The test is conducted for 10 days in 300-mL chambers containing 100 mL of sediment and 175 mL of overlying water. Overlying water is added daily and test organisms are fed during the toxicity tests. The endpoint in the 10-d toxicity test is percent survival. |  |  | 10/31/2014 8:25:35 AM
763270 | NCBN_SOP4_YSI | NCBN SOP 4 Spatial Water-Quality Monitoring with the YSI Sonde | 11NPSWRD_WQX | Data are collected using an YSI 6600 sonde deployed in discrete sampling mode, and logged to a YSI650MDS Multiparameter Display System. The sonde is non-vented for pressure, and equipped with the following sensors: YSI 5662 Dissolved Oxygen Probe, YSI 6136 Turbidity Probe, and YSI 6560 Conductivity and Temperature Probe. |  |  | 11/8/2018 11:11:04 AM
743469 | NCBN_SOP5_PAR | NCBN SOP 5 Spatial Water-Quality Monitoring with LiCor PAR Instruments | 11NPSWRD_WQX | Depth profiles of PAR are measured using a LiCor LI-1400 data logging console equipped with one underwater quantum sensor (LI-192SA) and one quantum sensor in air (LI-190SA ?deck sensor?). The attenuation coefficient of downwelling PAR (Kd) is calculated from these data. This SOP calls for 15 second averaging of irradiance at each depth in the profile. It also calls for irradiance at depth to be reported as a percentage of the instantaneous irradiance in air. This latter step corrects for any error that would be introduced by changes in the incident solar irradiance over the period of time it takes to complete a full profile of the water column. |  |  | 11/8/2018 11:11:04 AM
565344 | NCPN_Missing | Procedure not reqd when result entered into natl database | 11NPSWRD_WQX | Unknown; 19--; No Cite - Method Not Cited; Unknown; Vol -- |  |  | 7/7/2015 10:58:54 AM
290951 | NCRN_ANC | Acid Neutralizing Capacity | 11NPSWRD_WQX | Phenolphthalein and Total using sulfuric acid with a digital titrator HACH Method 8203 Hach Company; 2003; Hach DR 4000 Procedures Manual; Hach Company; 79p |  |  | 2/21/2019 10:15:28 AM
764615 | NCRN_CBL_EPA_353.2 | Determination of Total Nitrogen by automated Colorimetry | 11NPSWRD_WQX | U.S. Environmental Protection Agency; 1979; Method 353.2, Determination of Nitrate-Nitrite Nitrogen by Automated Colorimetry; Environmental Monitoring Systems Laboratory; 353.2, 1-14 |  |  | 2/21/2019 10:16:32 AM
764616 | NCRN_CBL_EPA_365.1 | Determination of Total phosphorus by semi-automated colorimetry | 11NPSWRD_WQX | U.S. Environmental Protection Agency; 1979; EPA Method 365.1, Determination of Phosphorus by Semi-Automated Colorimetry; Environmental Monitoring and Support Laboratory; 365.1, 1-17 |  |  | 2/21/2019 10:16:32 AM
565970 | NCRN_COND_CALC | Conductivity calculations based on Specific Conductance | 11NPSWRD_WQX | Conductivity was calculated using specific conductance and temperature date using the formula specified by Clesceri et al. (1998, p.2-47). Equation (AC = SC(1+r(T-25)) where, AC= Actual Conductivity; SC= specific conductance; r= temperature coefficient (0.0191); T=temperature of sample in degrees C. The equations were turned into formulas in an excel spreadsheet in order to calculate data for samples taken during 2005 to 2009, when the switch was made to the YSI Pro Plus. The YSI Pro Plus calculates the Conductivity. Clesceri, L. S., Greenberg, A. E., Eaton, A. D.; 1998; Standard Methods for the Examination of Water and Wastewater 20th edition; American Public Health Association, American Water Works Association, Water Environment Federation; 2-48 |  |  | 2/21/2019 10:15:35 AM
764614 | NCRN_COREWATER_PDSS | NCRN Core Water data collection with YSI ProDSS | 11NPSWRD_WQX | Norris, M. E., J. M. Pieper, T. M. Watts and A. Cattani; 2011; National Capital Region Network Inventory and Monitoring Program water chemistry and quantity monitoring protocol version 2.0: Water chemistry, nutrient dynamics, and surface water dynamics vital signs; National Park Service; 229p |  |  | 2/21/2019 10:15:32 AM
764613 | NCRN_COREWATER_PP | NCRN Core Water Parameters - YSI ProPlus | 11NPSWRD_WQX | Norris, M. E., J. M. Pieper, T. M. Watts and A. Cattani; 2011; National Capital Region Network Inventory and Monitoring Program water chemistry and quantity monitoring protocol version 2.0: Water chemistry, nutrient dynamics, and surface water dynamics vital signs; National Park Service; 229p |  |  | 2/21/2019 10:15:28 AM
290950 | NCRN_HACH_10020 | Nitrate - Chromotropic Acid Method | 11NPSWRD_WQX | Nitrate in the sample reacts with chromotropic acid under strongly acidic conditions to yield a yellow product ith a maximum absorbance at 410nm. Hach Company; 2003; Hach DR 4000 Procedures Manual; Hach Company; 79p |  |  | 2/21/2019 10:15:51 AM
290949 | NCRN_HACH_10023 | Nitrogen, Ammonia Salicylate Method Low Range (0.02 - 2.50 mg/L NH3-N) for Test'N'Tube vials | 11NPSWRD_WQX | Ammonia compounds combine with chlorine to form monochloramine. Monochloramine reacts with salicylate to form 5-aminosalicylate. The 5-aminosalicylate is oxidized in the presence of a sodium nitroprusside catalyst to form a blue-colored compound. The blue color is masked by the yellow color from the excess reagent present to form a final green-colored solution. Adapted from Clin. Chim. Acta., 14, 403 (1966) Hach Company; 2003; Hach DR 4000 Procedures Manual; Hach Company; 79p |  |  | 2/21/2019 10:15:48 AM
290955 | NCRN_HACH_10031 | Nitrogen, Ammonia Salicylate Method High Range (0 - 50.0 mg/L NH3-N) for Test'N'Tube vials | 11NPSWRD_WQX | Ammonia compounds combine with chlorine to form monochloramine. Monochloramine reacts with salicylate to form 5-aminosalicylate. The 5-aminosalicylate is oxidized in the presence of a sodium nitroprusside catalyst to form a blue-colored compound. The blue color is masked by the yellow color from the excess reagent present to form a final green-colored solution. Adapted from Clin. Chim. Acta., 14, 403 (1966) Hach Company; 2003; Hach DR 4000 Procedures Manual; Hach Company; 79p |  |  | 2/21/2019 10:35:45 AM
564262 | NCRN_HACH_10200 | Nitrogen, Free Ammonia and Chloramine (Mono) | 11NPSWRD_WQX | Monochloramine (NH2Cl) and \"free ammonia\" (NH3 and NH4+) can exist in the same water sample. Added hypochlorite combines with free ammonia to form more monochloramine. In the presence of a cyanoferrate catalyst, monochloramine in the sample reacts with a substituted phenol to form an intermediate monoimine compound. The intermediate couples with excess substituted phenol to form a green-colored indophenol, which is proportional to the amount of monochloramine present in the sampe. Free ammonia is determined by comparing the color intensities, with and without added hypochlorite. Hach Company; 2003; Hach DR 4000 Procedures Manual; Hach Company; 79p |  |  | 9/28/2016 4:45:20 PM
564259 | NCRN_HACH_10206 | Nitrate TNTPlus, LR, Dimethylphenol Method | 11NPSWRD_WQX | Nitrate ions in solutions containing sulfuric and phosphoric acids react with 2,6-dimethylphenol to form 4-nitro-2,6-dimethylphenol. Hach Company; 2012; Hach Water Analysis Handbook; Hach; 7th ed |  |  | 2/21/2019 10:15:29 AM
564260 | NCRN_HACH_10210 | Total Phosphorus TNTPlus, LR, Ascorbic Acid Method | 11NPSWRD_WQX | Phosphates present in organic and condensed inorganic forms (meta-, pyro- or other polyphosphates) are first converted to reactive orthophosphate in the total phosphorus procedure. Treatment of the sample with acid and heat provides the conditions for hydrolysis of the condensed inorganic forms. Organic phosphates are also converted to orthophosphates in the total phosphorus procedure by heating with acid and persulfate. The reactive phosphorus procedure measures only the reactive (ortho) phosphorus present in the sample. The reactive or orthophosphate ions react with molybdate and antimony ions in an acidic solution to form an antimonyl phosphomolybdate complex, which is reduced by ascorbic acid to phosphomolybdenum blue. Hach Company; 2012; Hach Water Analysis Handbook; Hach; 7th ed |  |  | 2/21/2019 10:15:29 AM
290952 | NCRN_HACH_8039 | Nitrate Cadmium Reduction Method | 11NPSWRD_WQX | Cadmium metal reduces nitrates in the sample to nitrite. The nitrite ion reacts in an acidic medium with sulfanilic acid to form an intermediate diazonium salt. The salt couples with gentisic acid to form an amber colored solution. Hach Company; 2003; Hach DR 4000 Procedures Manual; Hach Company; 79p |  |  | 2/21/2019 10:15:35 AM
290953 | NCRN_HACH_8155 | Nitrogen, Ammonia Salicylate Method | 11NPSWRD_WQX | Ammonia compounds combine with chlorine to form monochloramine. Monochloramine reacts with salicylate to form 5-aminosalicylate. The 5-aminosalicylate is oxidized in the presence of a sodium nitroprusside catalyst to form a blue-colored compound. The blue color is masked by the yellow color from the excess reagent present to form a final green-colored solution. Adapted from Clin. Chim. Acta., 14, 403 (1966) Hach Company; 2003; Hach DR 4000 Procedures Manual; Hach Company; 79p |  |  | 2/21/2019 10:15:35 AM
290954 | NCRN_HACH_8171 | Nitrate Cadmium Reduction Method Accu-Vac | 11NPSWRD_WQX | Cadmium metal reduces nitrates in the sample to nitrite. The nitrite ion reacts in an acidic medium with sulfanilic acid to form an intermediate diazonium salt. The salt couples with gentisic acid to form an amber colored solution. Hach Company; 2003; Hach DR 4000 Procedures Manual; Hach Company; 79p |  |  | 2/21/2019 10:15:51 AM
290956 | NCRN_HACH_8178 | Phosphorus, Reactive (Orthophosphate) Amino Acid Method | 11NPSWRD_WQX | In a highly acidic solution, ammonium molybdate reacts with orthophosphate to form molybdophosphoric acid. This complex is then reduced by the amino acid reagent to yield an intensely colored molybdenum blue compound. Hach Company; 2003; Hach DR 4000 Procedures Manual; Hach Company; 79p |  |  | 2/21/2019 10:22:00 AM
290948 | NCRN_MUPR | YSI 85 | 11NPSWRD_WQX | YSI Environmental; 1996; Operations Manual YSI Model 85; YSI Environmental; 1-51 |  |  | 2/21/2019 10:15:36 AM
290946 | NCRN_NPS_MAR_FLO2000 | Marsh-McBirney Flo-Mate Model 2000 Portable Flowmeter | 11NPSWRD_WQX | Marsh-McBirney, Inc.; November 2000; Marsh-McBirney, Inc. FLO-MATE Model 2000 Portable Flowmeter Instruction Manual; Marsh-McBirney, Inc.; 45p |  |  | 9/28/2016 4:45:16 PM
290947 | NCRN_PH | YSI pH100 | 11NPSWRD_WQX | YSI Environmental; 2003; Operations Manual YSI pH100; YSI Environmental; 1-7 |  |  | 2/21/2019 10:15:36 AM
565971 | NCRN_SAL_CALC | Salinity Calculation based on Specific Conductance. | 11NPSWRD_WQX | Conductivity was calculated from Specific Conductance and temperature data following the formula specified by Clesceri et al. (1998, p.2-48). The calculated conductivity data was than converted from microSeimens to milliSeimens to use in the practical salinity scale equation. Than Salinity was calculated using conductivity, temperature, and pressure data in the practical salinity scale equation. The equations were turned into formulas in an excel spreadsheet in order to calculate data for samples taken 2005 to 2009, when the switch was made to the YSI Pro Plus. The YSI Pro Plus calculates the salinity. Clesceri, L. S., Greenberg, A. E., Eaton, A. D.; 1998; Standard Methods for the Examination of Water and Wastewater 20th edition; American Public Health Association, American Water Works Association, Water Environment Federation; 2-48 |  |  | 2/21/2019 10:15:35 AM
565972 | NCRN_TDS_CALC | Total Dissolved Solids calculated for Specific Conductance | 11NPSWRD_WQX | Total dissolved solids were calculated using specific conductance data and multiplying by the common factor (ratio) of 0.65 (Clesceri, 1998,p.1-21). The equation was turned into a formula in an excel spreadsheet in order to calculate data for samples taken 2005 to 2009, when the switch was made to the YSI Pro Plus. The YSI Pro Plus calculates the TDS. Clesceri, L. S., Greenberg, A. E., Eaton, A. D.; 1998; Standard Methods for the Examination of Water and Wastewater 20th edition; American Public Health Association, American Water Works Association, Water Environment Federation; 2-48 |  |  | 2/21/2019 10:15:35 AM
564261 | NCRN_WATERCHEM | NCRN Core Water Parameters | 11NPSWRD_WQX | YSI Incorporated; March 2009; YSI Professional Plus User Manual; YSI Incorporated; 80 pages |  |  | 2/21/2019 10:15:27 AM
458962 | NEP-GC/MS | Pesticides (Atrazine, Alachlor, Metolachlor, and Acetochlor) | SACFOXMO | Laboratory Analytical Method for Water and Sediment Data |  |  | 2/14/2012 3:56:39 PM
507020 | NEP-GC/MS-LABPROVIDE | Pesticide Method | WINNEBAGO07_WQX | Method provided and run by lab, please contact for more information. |  |  | 1/21/2015 1:07:03 PM
743436 | NETN_EXO1 | Northeast Temperate Network EXO1 Multiparameter Sonde | 11NPSWRD_WQX |  |  |  | 3/2/2018 9:58:39 AM
743441 | NETN_FLD_TURB_L2020 | Northeast Temperate Network Turbidity Measurement (LaMotte 2020 Meter) | 11NPSWRD_WQX | Field measurement of turbidity using sample collected from streamflow centroid in 75 ml bottle and analyzed on site with LaMotte 2020 turbidity meter. See specific: SOP 8—Measuring Water Clarity, Turbidity, and Light Penetration |  |  | 3/2/2018 10:00:47 AM
743440 | NETN_FLOW_FLWTRK | Northeast Temperate Network Stream Flow Measurement (Sontek Flowtracker) | 11NPSWRD_WQX | Sontek Flowtracker used with USGS/Rantz Method for Stream Discharge Measurement |  |  | 4/24/2018 9:29:07 AM
743439 | NETN_FLOW_PYGMY | Northeast Temperate Network Stream Flow Measurement (Price Pygmy) | 11NPSWRD_WQX | Price Pygmy meter used with USGS/Rantz Method for Stream Discharge Measurement |  |  | 3/2/2018 10:00:45 AM
743435 | NETN_LIGHT_ATPF | Northeast Temperate Network Lake Light Attenuation Profile | 11NPSWRD_WQX | Measurement of light at surface and at 1-meter depth intervals to create light penetration profile and light attenuation coefficient, using LiCor Quantum PAR cell and submersible Quantum PAR cell. See specific: SOP 8—Measuring Water Clarity, Turbidity, and Light Penetration |  |  | 4/24/2018 9:28:58 AM
743434 | NETN_SD_VS | Northeast Temperate Network Secchi Depth Measurement with Viewscope | 11NPSWRD_WQX | Secchi disk measurement (using viewscope with neoprene mask). See specific: SOP 8—Measuring Water Clarity, Turbidity, and Light Penetration |  |  | 4/24/2018 9:28:58 AM
743438 | NETN_YSI52 | Northeast Temperate Network YSI52 Multiparameter Sonde | 11NPSWRD_WQX |  |  |  | 3/2/2018 9:58:49 AM
743433 | NETN_YSI600 | Northeast Temperate Network YSI600 Multiparameter Sonde | 11NPSWRD_WQX |  |  |  | 4/24/2018 9:28:58 AM
262049 | Newman,-Et | Newman, et al., 1988 | CEDEN |  |  |  | 9/27/2013 7:28:42 PM
4905 | NFM 4.1.1.A EWI | Collection of stream samples using the equal-width-increment (EWI) method | USDOI/USGS | NFM 4.1.1.A EWI ~ USGS-OWQ ; Collection of stream samples using the equal-width-increment (EWI) method |  | https://www.nemi.gov/methods/method_summary/9366/ | 7/31/2013 12:00:00 AM
4906 | NFM 4.1.3.A EDI | Collection of isokinetic, depth-integrated stream samples using the equal-discharge-increment (EDI) method | USDOI/USGS | NFM 4.1.3.A EDI ~ USGS-OWQ ; Collection of isokinetic, depth-integrated stream samples using the equal-discharge-increment (EDI) method |  | https://www.nemi.gov/methods/method_summary/9365/ | 7/31/2013 12:00:00 AM
4907 | NFM 4.1.3.A EWI | Collection of isokinetic, depth-integrated stream samples using equal-width-increments (EWI) | USDOI/USGS | NFM 4.1.3.A EWI ~ USGS-OWQ ; Collection of isokinetic, depth-integrated stream samples using equal-width-increments (EWI) |  | https://www.nemi.gov/methods/method_summary/9369/ | 7/31/2013 12:00:00 AM
4908 | NFM 4.1.3.A VCF | Collection of stream samples using the single vertical at centroid-of-flow (VCF) method | USDOI/USGS | NFM 4.1.3.A VCF ~ USGS-OWQ ; Collection of stream samples using the single vertical at centroid-of-flow (VCF) method |  | https://www.nemi.gov/methods/method_summary/9368/ | 7/31/2013 12:00:00 AM
4909 | NFM 4.2 | Collection of ground-water samples at supply and monitoring wells | USDOI/USGS | NFM 4.2 Ground-Water Sampling ~ USGS-OWQ ; Collection of ground-water samples at supply and monitoring wells |  | https://www.nemi.gov/methods/method_summary/9501/ | 7/31/2013 12:00:00 AM
4910 | NFM 6.1.3.B | Temperature measurement of surface water | USDOI/USGS | NFM 6.1.3.B ~ USGS-OWQ ; Temperature measurement of surface water |  | https://www.nemi.gov/methods/method_summary/9217/ | 7/31/2013 12:00:00 AM
4911 | NFM 6.1.3.C | Temperature measurement of ground water | USDOI/USGS | NFM 6.1.3.C ~ USGS-OWQ ; Temperature measurement of ground water |  | https://www.nemi.gov/methods/method_summary/9219/ | 7/31/2013 12:00:00 AM
4912 | NFM 6.2.1-AMP | Dissolved-oxygen concentration, field measurement by amperometric method | USDOI/USGS | NFM 6.2.1-Amp ~ USGS-OWQ ; Dissolved-oxygen concentration, field measurement by amperometric method |  | https://www.nemi.gov/methods/method_summary/9216/ | 7/31/2013 12:00:00 AM
4913 | NFM 6.2.1-LUM | Dissolved-oxygen concentration, field measurement by luminescent sensor | USDOI/USGS | NFM 6.2.1-Lum ~ USGS-OWQ ; Dissolved-oxygen concentration, field measurement by luminescent sensor |  | https://www.nemi.gov/methods/method_summary/9207/ | 7/31/2013 12:00:00 AM
4914 | NFM 6.2.2-SPEC | Dissolved-oxygen concentrations, field measurement by spectrophotometry | USDOI/USGS | NFM 6.2.2-Spec ~ USGS-OWQ ; Dissolved-oxygen concentrations, field measurement by spectrophotometry |  | https://www.nemi.gov/methods/method_summary/9208/ | 7/31/2013 12:00:00 AM
4915 | NFM 6.2.3-IODO | Dissolved-oxygen concentrations in water by iodometric (Winkler) method | USDOI/USGS | NFM 6.2.3-Iodo ~ USGS-OWQ ; Dissolved-oxygen concentrations in water by iodometric (Winkler) method |  | https://www.nemi.gov/methods/method_summary/9218/ | 7/31/2013 12:00:00 AM
4916 | NFM 6.3.3.A-SW | Specific conductance of surface water, electrometric measurement | USDOI/USGS | NFM 6.3.3.A-SW ~ USGS-OWQ ; Specific conductance of surface water, electrometric measurement |  | https://www.nemi.gov/methods/method_summary/9211/ | 7/31/2013 12:00:00 AM
4917 | NFM 6.3.3.B-GW | Specific conductance of ground water, electrometric measurement | USDOI/USGS | NFM 6.3.3.B-GW ~ USGS-OWQ ; Specific conductance of ground water, electrometric measurement |  | https://www.nemi.gov/methods/method_summary/9215/ | 7/31/2013 12:00:00 AM
4918 | NFM 6.4.3.A-SW | pH (hydronium-ion activity) of surface water, in-situ electrometric method | USDOI/USGS | NFM 6.4.3.A-SW ~ USGS-OWQ ; pH (hydronium-ion activity) of surface water, in-situ electrometric method |  | https://www.nemi.gov/methods/method_summary/9204/ | 7/31/2013 12:00:00 AM
4919 | NFM 6.4.3.B-GW | pH (hydronium-ion activity) of ground water, in-situ electrometric method | USDOI/USGS | NFM 6.4.3.B-GW ~ USGS-OWQ ; pH (hydronium-ion activity) of ground water, in-situ electrometric method |  | https://www.nemi.gov/methods/method_summary/9214/ | 7/31/2013 12:00:00 AM
4920 | NFM 6.4.3.C | pH (hydronium-ion activity) of environmental water subsamples, on-site electrometric method | USDOI/USGS | NFM 6.4.3.C ~ USGS-OWQ ; pH (hydronium-ion activity) of environmental water subsamples, on-site electrometric method |  | https://www.nemi.gov/methods/method_summary/9213/ | 7/31/2013 12:00:00 AM
4921 | NFM 6.5 | Reduction-oxidation potential, electrometric field measurement by platinum electrode | USDOI/USGS | NFM 6.5 ~ USGS-OWQ ; Reduction-oxidation potential, electrometric field measurement by platinum electrode |  | https://www.nemi.gov/methods/method_summary/9205/ | 7/31/2013 12:00:00 AM
4922 | NFM 6.6.4.B | Alkalinity and ANC field determination by Inflection Point Titration | USDOI/USGS | NFM 6.6.4.B ~ USGS-OWQ ; Alkalinity and ANC field determination by Inflection Point Titration |  | https://www.nemi.gov/methods/method_summary/9212/ | 7/31/2013 12:00:00 AM
4923 | NFM 6.6.4.C | Alkalinity and ANC field determination by Gran Function Plot | USDOI/USGS | NFM 6.6.4.C ~ USGS-OWQ ; Alkalinity and ANC field determination by Gran Function Plot |  | https://www.nemi.gov/methods/method_summary/9206/ | 7/31/2013 12:00:00 AM
3224 | NFM6.6.4C | GRAN FUNCTION PLOT METHOD | USDOI/USGS |  |  |  | 7/2/2012 4:56:44 PM
514125 | NFS W.3F | NFS or Nonfilterable Solids | EPA_R7_WQX | This analysis provides the weight of the solids left from a liquid sample that is filtered through a specified filter. The NFS or nonfilterable solids test (also called TSS or total suspended solids) gives an indication of how well a treatment plant is reducing the suspended solids in the treatment process. Suspended solids can consist of metals, bacteria, and all kinds of organic waste that can cause diseases. Removal of the suspended matter from treated water is important for decreasing the health risks associated with the water. Analysis is carried out by measuring the NFS content of water by filtering the water and weighing the solids residue. This weight is converted to a mg/L concentration value according to the amount of water originally filtered. The result is a gross weight of all suspended matter, and individual analyses would need to be performed to determine the exact content of parameters in the suspended matter. Some metals such as mercury cling strongly to suspended matter, and the filtering of the suspended matter will remove almost all the mercury in a water sample. The method detection limit is 3.24 mg/L, and spike recoveries are usually less than 100 % recovery with this test. Matrix interferences such as oils could make the test difficult to run. Liquid samples with large amounts of NFS could be run by using a smaller amount of sample than samples with smaller amounts of NFS content. |  |  | 12/14/2015 12:56:50 PM
551796 | NFS W.3G | NFS or Nonfilterable Solids | EPA_R7_WQX | This analysis provides the weight of the solids left from a liquid sample that is filtered through a specified filter. The NFS or nonfilterable solids test (also called TSS or total suspended solids) gives an indication of how well a treatment plant is reducing the suspended solids in the treatment process. Suspended solids can consist of metals, bacteria, and all kinds of organic waste that can cause diseases. Removal of the suspended matter from treated water is important for decreasing the health risks associated with the water. Analysis is carried out by measuring the NFS content of water by filtering the water and weighing the solids residue. This weight is converted to a mg/L concentration value according to the amount of water originally filtered. The result is a gross weight of all suspended matter, and individual analyses would need to be performed to determine the exact content of parameters in the suspended matter. Some metals such as mercury cling strongly to suspended matter, and the filtering of the suspended matter will remove almost all the mercury in a water sample. The method detection limit is 3.24 mg/L, and spike recoveries are usually less than 100 % recovery with this test. Matrix interferences such as oils could make the test difficult to run. Liquid samples with large amounts of NFS could be run by using a smaller amount of sample than samples with smaller amounts of NFS content. Analysis Summary: Method: EPA Region 7 RLAB Method 3142.3G |  |  | 12/14/2015 12:56:50 PM
762756 | NGPN_DISCHARGE | 0.6x Depth Method for Stream Discharge | 11NPSWRD_WQX |  |  |  | 10/17/2018 8:53:43 AM
762749 | NGPN_GPSCOMPASS | GPS Compass | 11NPSWRD_WQX | Compass feature of the Global Positioning System. |  |  | 10/17/2018 8:53:18 AM
762752 | NGPN_METRICTAPE | Meter Tape | 11NPSWRD_WQX | Measuring tape marked in metric units. |  |  | 10/17/2018 8:53:43 AM
762750 | NGPN_VISUALEST | Visual Estimation | 11NPSWRD_WQX |  |  |  | 10/17/2018 8:53:18 AM
762757 | NGPN_WADINGROD | Wading Rod | 11NPSWRD_WQX | Steel rod marked with measurement intervals for measuring stream depth. Intended for use in conjunction with Marsh-McBirney Current Meter. |  |  | 10/17/2018 8:53:43 AM
762868 | NGPN_WOODDEBRIS | Large Woody Debris Tally | 11NPSWRD_WQX | Any anchored woody debris within the active channel at each transect location. Any piece of woody debris with a base >30cm in size and at least 5m in length was counted in the tally. |  |  | 10/17/2018 8:53:18 AM
110703 | NH3 N | Ammonia Nitrogen | 21FLMANA_WQX | There are no separate sample preparation steps for this analysis |  |  | 1/22/2018 2:53:04 PM
1246 | NH3-01 | Ammonium in Water | USDOE/EML |  |  |  | 8/12/2006 11:50:00 PM
507220 | NIOB_NPS_BUSHNELL500 | Distance by Bushnell Yardage Pro 500 Laser Rangefinder | 11NPSWRD_WQX | Distance was determined by a Bushnell Yardage Pro 500 laser rangefinder. Unknown; 19--; No Cite - Method Not Cited; Unknown; Vol -- |  |  | 7/8/2016 9:38:10 AM
507212 | NIOB_NPS_COLISCAN_EG | E. coli and Total Coliforms by Coliscan Easygel System from Micrology Laboratories | 11NPSWRD_WQX | E. coli and/or total coliforms were determined by the Coliscan Easygel System from Micrology Laboratories, Goshen, IN. Unknown; 19--; No Cite - Method Not Cited; Unknown; Vol -- |  |  | 7/8/2016 9:37:32 AM
507203 | NIOB_NPS_DTEMP_UNKN | Temperature by Digital Thermometer | 11NPSWRD_WQX | Temperature was measured with a digital thermometer of unknown manufacturer and model. Unknown; 19--; No Cite - Method Not Cited; Unknown; Vol -- |  |  | 7/8/2016 9:37:31 AM
507929 | NIOB_NPS_FIELD_WTEMP | Field Measurement of Water Temperature by Thermometer | 11NPSWRD_WQX | Temperature of the water was measured in the field with a thermometer. Unknown; 19--; No Cite - Method Not Cited; Unknown; Vol -- |  |  | 7/8/2016 9:37:31 AM
730958 | NIOB_NPS_GW_FP101201 | Water Velocity by Global Water FP101-FP201 Probe | 11NPSWRD_WQX | Water velocity was measured by Global Water FP101-FP201 probe. Unknown; 19--; No Cite - Method Not Cited; Unknown; Vol -- |  |  | 7/8/2016 9:37:31 AM
507217 | NIOB_NPS_JDCFLOWATCH | Air Speed, Water Velocity, and Temperatures by JDC Flowatch System | 11NPSWRD_WQX | Air speed, water velocity, and/or their temperatures were measured by JDC Flowatch system. Unknown; 19--; No Cite - Method Not Cited; Unknown; Vol -- |  |  | 7/8/2016 9:37:36 AM
507209 | NIOB_NPS_LAMOT312101 | Phosphate by LaMotte Low Range Phosphate in Water Test Kit 3121-01 | 11NPSWRD_WQX | Sample analyzed for phosphate using Low Range Phosphate in Water Test Kit Code 3121-01. Unknown; 19--; No Cite - Method Not Cited; Unknown; Vol -- |  |  | 7/8/2016 9:37:32 AM
507211 | NIOB_NPS_LAMOT4491DR | LaMotte Alkalinity Test Kit 4491-DR | 11NPSWRD_WQX | LaMotte Alkalinity Test Kit 4491-DR direct reading titrator. Unknown; 19--; No Cite - Method Not Cited; Unknown; Vol -- |  |  | 7/8/2016 9:37:31 AM
507206 | NIOB_NPS_LAMOT745901 | Salinity by LaMotte Salinity Test Kit 7459-01 | 11NPSWRD_WQX | Sample analyzed for salinity using LaMotte Salinity Test Kit Code 7459-01. Unknown; 19--; No Cite - Method Not Cited; Unknown; Vol -- |  |  | 7/8/2016 9:37:32 AM
507928 | NIOB_NPS_LAMOTPHPT20 | pH by LaMotte pH PockeTester 20 | 11NPSWRD_WQX | pH was measured with a LaMotte pH PockeTester 20. Unknown; 19--; No Cite - Method Not Cited; Unknown; Vol -- |  |  | 7/8/2016 9:37:31 AM
507205 | NIOB_NPS_LAMOTTE2020 | Turbidity by LaMotte 2020 Turbidimeter | 11NPSWRD_WQX | Turbidity was measured with a LaMotte 2020 Turbidimeter. Unknown; 19--; No Cite - Method Not Cited; Unknown; Vol -- |  |  | 7/8/2016 9:37:32 AM
507208 | NIOB_NPS_LAMOTTE3354 | Nitrate by LaMotte Nitrate Nitrogen Tablet Test Kit 3354 | 11NPSWRD_WQX | Sample analyzed for nitrate nitrogen using LaMotte Nitrate Nitrogen Tablet Test Kit Code 3354. Unknown; 19--; No Cite - Method Not Cited; Unknown; Vol -- |  |  | 7/8/2016 9:37:32 AM
507214 | NIOB_NPS_LAMOTTE5860 | Dissolved Oxygen by LaMotte Dissolved Oxygen Test Kit 5860 | 11NPSWRD_WQX | Sample analyzed for dissolved oxygen using LaMotte Dissolved Oxygen Kit Code 5860. Unknown; 19--; No Cite - Method Not Cited; Unknown; Vol -- |  |  | 7/8/2016 9:37:35 AM
507210 | NIOB_NPS_LAMOTTE5864 | Ammonia by LaMotte Ammonia Nitrogen Test Kit 5864 | 11NPSWRD_WQX | Sample analyzed for ammonia nitrogen using LaMotte Ammonia Nitrogen Test Kit Code 5864. Unknown; 19--; No Cite - Method Not Cited; Unknown; Vol -- |  |  | 7/8/2016 9:37:31 AM
507219 | NIOB_NPS_LEGACY | Unspecified Standard Grab Sample Procedure | 11NPSWRD_WQX | Unspecified grab sample procedure. Unknown; 19--; No Cite - Method Not Cited; Unknown; Vol -- |  |  | 7/8/2016 9:38:08 AM
507213 | NIOB_NPS_OAKTON | Portable Oakton Probe, unknown model or instrument number | 11NPSWRD_WQX | Data were collected using a portable hand held Oakton instrument. Unknown; 19--; No Cite - Method Not Cited; Unknown; Vol -- |  |  | 7/8/2016 9:37:35 AM
507221 | NIOB_NPS_SPEEDT_UNKN | Water Flow by Speedtech Flow Meter | 11NPSWRD_WQX | Water flow was determined by Speedtech Flow Meter of unknown model. Unknown; 19--; No Cite - Method Not Cited; Unknown; Vol -- |  |  | 7/8/2016 9:37:34 AM
507215 | NIOB_NPS_SUBSTR | Streambed Substrate Composition by NPS Niobrara National Scenic River | 11NPSWRD_WQX | Streambed substrate composition was determined by NPS Niobrara National Scenic River personnel and is summarized by the following. Substrate composition for each site was characterized by taking 3 samples from each bank (upper, middle, and lower bank), and a minimum of 8 samples of bottom sediment across the wetted portion of each transect at equally-spaced distances. Usually 9 bottom sediment samples were collected, making the total number of samples 15 in most cases. Substrate types were categorized according to size class and a tally mark was placed in the appropriate column on the data sheet. Percentages were calculated from the tally marks. National Park Service Niobrara National Scenic River; 2002; Water Quality and Streamflow Monitoring Program Plan, Niobrara National Scenic River; National Park Service Niobrara National Scenic River, Valentine, NE; 36 pp. |  |  | 2/7/2019 3:31:18 PM
507216 | NIOB_NPS_SWIDTH | Stream Width by NPS Niobrara National Scenic River | 11NPSWRD_WQX | Stream bank sampling procedures are based on transect methodologies from uncited U.S. Forest Service stream sampling protocols and are summarized as follows. Ten preliminary stream widths should be taken at each stream site using a leveling bedrod. Next, calculate mean stream width, then multiply this number by 3. This number will be the distance between transects; there will be approximately 7 transects per sample site. At each transect a measuring tape will be stretched from the left top-of-bank (LTB) to right top-of-bank (RTB). LTB should be located at 0.0 m on the tape. Secure the tape to the streambank using rebar stakes and clips. Horizontal and vertical measurements will be taken to the nearest 0.1 m. Features measured across each transect moving from left to right include: LTB, left bankfull (LBF), left edge water (LEW), ¼ stream width (STR1), ½ stream width (STR2), ¾ stream width (STR3), right edge water (REW), right bankfull (RBF), and RTB. National Park Service Niobrara National Scenic River; 2002; Water Quality and Streamflow Monitoring Program Plan, Niobrara National Scenic River; National Park Service Niobrara National Scenic River, Valentine, NE; 36 pp. |  |  | 2/7/2019 3:31:17 PM
507218 | NIOB_NPS_TAPE_STRDPT | Stream Depth by Tape Measurement | 11NPSWRD_WQX | Stream depth was determined by tape measurement. Unknown; 19--; No Cite - Method Not Cited; Unknown; Vol -- |  |  | 7/8/2016 9:37:36 AM
507207 | NIOB_NPS_VISUAL_COVR | Channel Vegetative Cover by Visual Estimation | 11NPSWRD_WQX | Channel vegetative cover was determined by visual estimation of the researchers in the field. Unknown; 19--; No Cite - Method Not Cited; Unknown; Vol -- |  |  | 7/8/2016 9:37:32 AM
507204 | NIOB_NPS_YSI85 | YSI Model 85 DO, Conductivity, Salinity, Temperature Instrument | 11NPSWRD_WQX | Unknown; 19--; No Cite - Method Not Cited; Unknown; Vol -- |  |  | 7/8/2016 9:37:31 AM
562355 | NITR-01 | Nitrogen in Water | WQXTEST |  |  |  | 2/18/2015 12:06:41 AM
257307 | NITR-01 | Nitrogen in Water | MDEDAT03_WQX |  |  |  | 12/8/2011 9:17:22 AM
257306 | NITR-UM | Nitrogen in Water | MDEDAT03_WQX |  |  |  | 12/8/2011 9:14:45 AM
562354 | NITR-UM | Nitrogen in Water | WQXTEST |  |  |  | 2/18/2015 12:03:56 AM
5227 | NITRATE V(III) REDUC | Nitrate via manual vanadium(III) reduction | UC-DAVIS | Nitrate via V(III) reduction ~ UC-Davis ; Nitrate via manual vanadium(III) reduction |  | https://www.nemi.gov/methods/method_summary/9171/ | 7/31/2013 12:00:00 AM
764398 | NITRATE-N | Nitrate-N (NO3) by calculation | 21FLCOMI_WQX | Nitrate-N is calculated by subtracting Nitrite-N (NO2) from Nitrate-Nitrite (NOX) |  |  | 12/7/2018 2:43:20 PM
552005 | Nitrite/Nitrate | Nitrite/Nitrate per mg/L | PUEBLOISLETA | One of 4 samples collected that is sent to a laboratory to be analyzed in accordance to EPA procedures or equivalent. A total of 5 samples are collected per sampling event at 5 different locations. This work is performed under the Pueblo of Isleta's CWA 106 EPA Grant. |  |  | 7/8/2014 1:01:07 PM
1148 | NITRO-1 | Ammonia in Water - AutoAnalyzer | USDOC/NOAA |  |  |  | 8/12/2006 11:50:00 PM
1149 | NITRO-10 | Nitrite Nitrogen in Saline Water | USDOC/NOAA |  |  |  | 8/12/2006 11:50:00 PM
1150 | NITRO-11 | Nitrite Nitrogen in Seawater | USDOC/NOAA |  |  |  | 8/12/2006 11:50:00 PM
1151 | NITRO-12 | Nitrate Nitrogen in Saline Water | USDOC/NOAA |  |  |  | 8/12/2006 11:50:00 PM
1152 | NITRO-13 | Determination of Ammonium Nitrogen | USDOC/NOAA |  |  |  | 8/12/2006 11:50:00 PM
1153 | NITRO-14 | Nitrite Nitrogen in Water | USDOC/NOAA |  |  |  | 8/12/2006 11:50:00 PM
1154 | NITRO-15 | Nitrate plus Nitrite in Sediment | USDOC/NOAA |  |  |  | 8/12/2006 11:50:00 PM
1155 | NITRO-16 | Total Kjehdahl Nitrogen | USDOC/NOAA |  |  |  | 8/12/2006 11:50:00 PM
1156 | NITRO-17 | Ammonia in Saline Water | USDOC/NOAA |  |  |  | 8/12/2006 11:50:00 PM
1157 | NITRO-18 | Ammonia Plus Amino Acids | USDOC/NOAA |  |  |  | 8/12/2006 11:50:00 PM
1158 | NITRO-19 | Reactive Nitrate in Seawater | USDOC/NOAA |  |  |  | 8/12/2006 11:50:00 PM
1159 | NITRO-2 | Ammonia in Water - Phenate | USDOC/NOAA |  |  |  | 8/12/2006 11:50:00 PM
1160 | NITRO-20 | Reactive Nitrite in Seawater | USDOC/NOAA |  |  |  | 8/12/2006 11:50:00 PM
1161 | NITRO-23 | Ammonia in Water - Distillation | USDOC/NOAA |  |  |  | 8/12/2006 11:50:00 PM
1162 | NITRO-24 | Ammonia in Water - Ion Selective | USDOC/NOAA |  |  |  | 8/12/2006 11:50:00 PM
1163 | NITRO-25 | TKN - Phenate, AutoAnalyzer | USDOC/NOAA |  |  |  | 8/12/2006 11:50:00 PM
1164 | NITRO-3 | Ammonia - AutoAnalyzer | USDOC/NOAA |  |  |  | 8/12/2006 11:50:00 PM
1165 | NITRO-4 | Ammonia - Colorimetric | USDOC/NOAA |  |  |  | 8/12/2006 11:50:00 PM
1166 | NITRO-5 | TKN - Block Digestor, Automated | USDOC/NOAA |  |  |  | 8/12/2006 11:50:00 PM
1167 | NITRO-6 | TKN - Colorimetric | USDOC/NOAA |  |  |  | 8/12/2006 11:50:00 PM
1168 | NITRO-7 | TKN - Spectrophotometric | USDOC/NOAA |  |  |  | 8/12/2006 11:50:00 PM
1169 | NITRO-8 | Nitrate-Nitrite in Water | USDOC/NOAA |  |  |  | 8/12/2006 11:50:00 PM
1170 | NITRO-9 | Nitrate plus Nitrite Nitrogen | USDOC/NOAA |  |  |  | 8/12/2006 11:50:00 PM
110382 | NITROGEN | Total Nitrogen | LAKELAND_WQX |  |  |  | 12/21/2015 10:36:35 AM
763049 | NJDEP 2007 | Standard Operating Procedures Ambient Biological Monitoring Using Benthic Macroinvertebrates | TNCNJ_WQX |  |  |  | 10/22/2018 11:29:20 AM
763046 | NO DATA | Not Analyzed | WQXTEST | Results (and therefore method) not available due to any of the following reasons: no analysis by laboratory, missing or broken bottles, site accessibility issues, etc. |  |  | 11/9/2018 12:49:33 PM
763093 | No Data | Not Analyzed | MA_DEP | Results (and therefore method) not available due to any of the following reasons: no analysis by laboratory, missing or broken bottles, site accessibility issues, etc. |  |  | 10/23/2018 12:38:23 PM
764497 | NO DATA | Not Analyzed | MASSDEP | Results (and therefore method) not available due to any of the following reasons: no analysis by laboratory, missing or broken bottles, site accessibility issues, etc. |  |  | 12/18/2018 2:08:31 PM
110708 | NO2+3 N | Nitrite+Nitrate Nitrogen | 21FLMANA_WQX | There are no separate sample preparation steps for this analysis |  |  | 1/22/2018 2:53:04 PM
109620 | NO2+NO3 | Nitrogen, Nitrite (NO2) + Nitrate (NO3) as N | 21FLSMRC_WQX | Calculation |  |  | 9/8/2016 5:18:31 PM
551291 | NO2+NO3+NH3 Calculat | NO2+NO3+NH3 Calculated | NRTHCHEY | NO2+NO3+NH3 Calculated |  |  | 10/13/2018 10:19:32 AM
764550 | NO2+NO3+TKN | Sum of NO2, NO3 and TKN | NJDEP_BEARS |  |  |  | 1/22/2019 9:41:38 AM
565371 | NO2NO3_SM+EPA | Standard Methods 18th 4500 NO2B & EPA 354.1/352.1 | NJDEP_BEARS |  |  |  | 9/9/2015 10:57:33 AM
5225 | NO3 EASYCHEM | Nitrate in Water by Colorimetry | SYSTEA SCIENTIFIC | NO3 EasyChem ~ Systea Scientific ; Nitrate in Water by Colorimetry |  | https://www.nemi.gov/methods/method_summary/10442/ | 7/31/2013 12:00:00 AM
110704 | NO3 N | Nitrate Nitrogen | 21FLMANA_WQX | There are no separate sample preparation steps for this analysis |  |  | 7/2/2014 8:43:02 AM
215334 | NO3+NO2-N W.2I | Inorganic Nitrogen | EPA_R7_WQX |  |  |  | 7/21/2011 4:34:58 PM
560736 | NO3-CALC-MONT-PPL | Nitrate Calculation | MONT_PPL_WQX |  |  |  | 7/20/2017 6:44:39 PM
556833 | NO3/NO2_CALC_WQX | Nitrate/Nitrite-N value calculated from the sum of NO3-N and NO2-N analyses using EPA 300.0 | 21COL001_WQX | New method Required to submit to WQX |  |  | 11/8/2018 6:21:49 PM
5280 | NO3NO2 EASYCHEM | Nitrate-Nitrite in Water by Colorimetry | SYSTEA SCIENTIFIC | NO3NO2 EasyChem ~ Systea Scientific ; Nitrite-Nitrate in Water by Colorimetry |  |  | 11/7/2014 7:13:58 AM
143333 | NOAA1998M | AQUA-REGIA TISSUE DIGESTION BASED ON NOAA 1998 STA | MEDEP_WQX |  |  |  | 9/22/2014 4:57:31 PM
732117 | NOAA_S_T | NOAA SandT (version not specified) | EPA_GLNPO |  |  |  | 6/30/2017 2:50:16 PM
532549 | None | None Specified | IDEQ_WQX |  |  |  | 1/19/2014 3:28:42 PM
743671 | None | None | WQXTEST |  |  |  | 3/7/2018 8:53:58 AM
107518 | NONE | NO ANALYTICAL METHOD. NOT APPLICABLE. | 11113300 | ANALYTICAL METHOD IS NOT APPLICABLE. THIS IS GENERALLY RESERVED FOR DESCRIPTIVE PARAMETERS SUCH AS "GENERAL OBSERVATION (TEXT)" AND "WEATHER COMMENTS" WHERE AN ANALYTICAL METHOD WOULD NOT APPLY. THIS METHOD SHOULD NOT BE USED FOR PARAMETERS THAT TYPICALLY HAVE ANALYTICAL METHODS BUT THE METHOD IS UNKNOWN. IN THAT CASE, USE THE "UNKNOWN" ANALYTICAL METHOD. |  |  | 1/7/2019 11:41:02 AM
522191 | NONE | None | SDDENR_WQX |  |  |  | 3/1/2013 2:53:44 PM
63123 | NONE-MDEQ-WQ | No Field/Lab Analysis Performed | MDEQ_WQ_WQX |  |  |  | 1/14/2019 11:35:54 AM
558580 | NONE-MTVOLWQM | No Field/Lab Analysis Performed | MTVOLWQM_WQX |  |  |  | 12/2/2014 10:57:27 AM
733294 | NONE-MTWTRSHD | No Field/Lab Analysis Performed | MTWTRSHD_WQX |  |  |  | 12/14/2016 12:49:40 PM
459086 | NONE-TSWQC | No Field/Lab Analysis Performed | TSWQC_WQX |  |  |  | 4/23/2012 2:28:18 PM
732602 | NONE-UNH | NO ANALYTICAL METHOD. NOT APPLICABLE. | U_NH01 |  |  |  | 1/24/2017 12:19:42 PM
216826 | Not available | Analytical method not available | IL_EPA_WQX |  |  |  | 3/6/2013 10:45:31 AM
762713 | Not Available | Not Available | OREGONDEQ | Migrated LASAR data had no method listed in database |  |  | 2/26/2019 5:40:52 PM
532121 | Not Record | Not Recorded | CEDEN |  |  |  | 9/28/2013 3:31:10 PM
511151 | NOT REPORTED | Method not reported | 21FLSUW_WQX |  |  |  | 12/11/2018 12:08:16 PM
530107 | NOXN | Nitrogen, NOx calculated | CAPECRD_WQX |  |  |  | 12/17/2018 1:29:46 PM
735680 | NPS_1694N | EPA/NPS-EC PPCPs in Water by Liquid Chromatography-Mass Spectrometry Using EPA 1694, Negative Mode | 11NPSWRD_WQX | For the EPA/NPS Emerging Contaminants program, pharmaceuticals and personal care products (PPCPs) in water were measured by liquid chromatography-mass spectrometry (LCMS) using procedures outlined in EPA 1694 with the instrument set in the negative (-) mode. National Park Service - Water Resources Division and Inventory & Monitoring Program; 2017; Quality Assurance Project Plan for Surface Water Sampling for Pesticides, Pharmaceuticals, Personal Care Products in the National Park Service's Northern Colorado Plateau, Southern Colorado Plateau, Sierra Nevada, Great Lakes, Heartland, Sonoran Desert, and Southern Plains Inventory and Monitoring Networks: Describing Operations for the Year 2017; National Park Service - Water Resources Division and Inventory & Monitoring Program, Fort Collins, CO; 89 pp. |  |  | 4/5/2018 11:23:26 AM
735681 | NPS_1694P | EPA/NPS-EC PPCPs in Water by Liquid Chromatography-Mass Spectrometry Using EPA 1694, Positive Mode | 11NPSWRD_WQX | For the EPA/NPS Emerging Contaminants program, pharmaceuticals and personal care products (PPCPs) in water were measured by liquid chromatography-mass spectrometry (LCMS) using procedures outlined in EPA 1694 with the instrument set in the positive (+) mode. National Park Service - Water Resources Division and Inventory & Monitoring Program; 2017; Quality Assurance Project Plan for Surface Water Sampling for Pesticides, Pharmaceuticals, Personal Care Products in the National Park Service's Northern Colorado Plateau, Southern Colorado Plateau, Sierra Nevada, Great Lakes, Heartland, Sonoran Desert, and Southern Plains Inventory and Monitoring Networks: Describing Operations for the Year 2017; National Park Service - Water Resources Division and Inventory & Monitoring Program, Fort Collins, CO; 89 pp. |  |  | 4/5/2018 11:23:31 AM
732708 | NPS_1QUART_FLOW | Flow by Calculation Based on Time to Fill a 1-Quart Botttle | 11NPSWRD_WQX | Flow was calculated based on the time it took to fill a 1-quart bottle. The specifics of the method are unknown. Unknown; 19--; No Cite - Method Not Cited; Unknown; Vol -- |  |  | 2/1/2017 4:17:47 PM
734782 | NPS_3P_1694N | EPA/NPS-EC PPCPs in Water by Liquid Chromatography-Mass Spectrometry Using EPA 1694, Negative Mode | 11NPSWRD_WQX | For the EPA/NPS Emerging Contaminants program, pharmaceuticals and personal care products (PPCPs) in water were measured by liquid chromatography-mass spectrometry (LCMS) using procedures outlined in EPA 1694 with the instrument set in the negative (-) mode. National Park Service-Water Resources Division and Inventory & Monitoring Program; 2012; Quality Assurance Project Plan for Surface Water Sampling for Pesticides, Pharmaceuticals, Personal Care Products, Waste Indicators in the National Park Service's Northern Colorado Plateau, Southern Colorado Plateau, Sierra Nevada, Sonoran Desert and Southern Plains Inventory and Monitoring Networks; National Park Service-Water Resources Division and Inventory & Monitoring Program, Fort Collins, CO; 27 pp. |  |  | 4/28/2017 5:52:54 PM
734781 | NPS_3P_1694P | EPA/NPS-EC PPCPs in Water by Liquid Chromatography-Mass Spectrometry Using EPA 1694, Positive Mode | 11NPSWRD_WQX | For the EPA/NPS Emerging Contaminants program, pharmaceuticals and personal care products (PPCPs) in water were measured by liquid chromatography-mass spectrometry (LCMS) using procedures outlined in EPA 1694 with the instrument set in the positive (+) mode. National Park Service-Water Resources Division and Inventory & Monitoring Program; 2012; Quality Assurance Project Plan for Surface Water Sampling for Pesticides, Pharmaceuticals, Personal Care Products, Waste Indicators in the National Park Service's Northern Colorado Plateau, Southern Colorado Plateau, Sierra Nevada, Sonoran Desert and Southern Plains Inventory and Monitoring Networks; National Park Service-Water Resources Division and Inventory & Monitoring Program, Fort Collins, CO; 27 pp. |  |  | 4/28/2017 5:52:54 PM
734707 | NPS_3P_M8321 | EPA/NPS-EC Pesticides in Water by Liquid Chromatography-Mass Spectrometry Using Modified EPA 8321A | 11NPSWRD_WQX | For the EPA/NPS Emerging Contaminants program, pesticides in water were measured by liquid chromatography-mass spectrometry (LCMS) using modified procedures from EPA 8321A with the instrument set in either the positive (+) or negative (-) mode. National Park Service-Water Resources Division and Inventory & Monitoring Program; 2012; Quality Assurance Project Plan for Surface Water Sampling for Pesticides, Pharmaceuticals, Personal Care Products, Waste Indicators in the National Park Service's Northern Colorado Plateau, Southern Colorado Plateau, Sierra Nevada, Sonoran Desert and Southern Plains Inventory and Monitoring Networks; National Park Service-Water Resources Division and Inventory & Monitoring Program, Fort Collins, CO; 27 pp. |  |  | 4/28/2017 5:52:53 PM
734708 | NPS_3P_NVWI | EPA/NPS-EC Non-Volatile Waste Indicators in Water by Gas Chromatography-Mass Spectrometry | 11NPSWRD_WQX | For the EPA/NPS Emerging Contaminants program, non-volatile waste indicators in water were measured by gas chromatography-mass spectrometry (GCMS). Method number or EPA Region 8 Laboratory Standard Operation Procedure (SOP) was not specified. National Park Service-Water Resources Division and Inventory & Monitoring Program; 2012; Quality Assurance Project Plan for Surface Water Sampling for Pesticides, Pharmaceuticals, Personal Care Products, Waste Indicators in the National Park Service's Northern Colorado Plateau, Southern Colorado Plateau, Sierra Nevada, Sonoran Desert and Southern Plains Inventory and Monitoring Networks; National Park Service-Water Resources Division and Inventory & Monitoring Program, Fort Collins, CO; 27 pp. |  |  | 4/2/2018 8:41:20 AM
734709 | NPS_3P_PEST | EPA/NPS-EC Pesticides in Water by Gas Chromatography-Mass Spectrometry | 11NPSWRD_WQX | For the EPA/NPS Emerging Contaminants program, pesticides in water were measured by gas chromatography-mass spectrometry (GCMS). Method number or EPA Region 8 Laboratory Standard Operation Procedure (SOP) was not specified. Unknown; 19--; No Cite - Method Not Cited; Unknown; Vol -- |  |  | 3/30/2018 11:33:22 AM
762883 | NPS_4FISH_ID | Four Unit Fish Inventory Species Identification and Enumeration | 11NPSWRD_WQX | Sampled fish were identified to species, counted, and either released at the site of capture or euthanized and preserved in 10% formaldehyde for use as voucher specimens. |  |  | 10/16/2018 12:40:28 PM
762882 | NPS_4FISH_TL | Four Unit Fish Inventory Total Length Measurement | 11NPSWRD_WQX | A subsample of fish of each species was measured to the nearest mm total length (TL). |  |  | 10/16/2018 12:40:28 PM
763515 | NPS_513-10_CSTD | Interocean Model 513-10 CSTD | 11NPSWRD_WQX | At each station, continuous vertical profiles of temperature, salinity, conductivity, transmissivity, and dissolved oxygen were obtained using an Interocean model 513-10 CSTD. |  |  | 11/8/2018 8:33:12 AM
763765 | NPS_A-11 | Perchlorate Method A-11 | 11NPSWRD_WQX |  |  |  | 11/13/2018 5:19:46 PM
763831 | NPS_AASOLEARY96 | Thallium in Sediment and Rock by the AAS Method of O'Leary 1996 | 11NPSWRD_WQX | Concentrations of thallium in sediment and rock samples were determined by the AAS technique of O'Leary (1996). The samples were digested using hydrofluoric acid, sulfuric acid, hydrochloric acid, and hydrogen peroxide. Thallium was extracted into a solution of 10 % Aliquat 336 and MIBK (methyl isobutyl ketone) in the presence of potassium iodide and ascorbic acid and determined by flame AAS. |  |  | 11/13/2018 8:26:00 PM
763814 | NPS_AAS_CFHG96 | Arsenic, Antimony, and Selenium by AAS Method of Hageman and Welsch, 1996 | 11NPSWRD_WQX | Sediment and rock samples were analyzed for arsenic, antimony, and selenium using a continuous-flow hydride generation AAS (Hageman and Welsch, 1996). The samples were digested using concentrated nitric, perchloric, sulfuric, and hydrofluoric acids; hydrochloric acid was added to form Se (IV), necessary for determination by hydride generation. A mixture of hydrochloric acid, sodium borohydride, and sodium hydroxide was added to produce selenium hydride. The selenium hydride gas was then stripped off the liquid using a phase separator and transported with inert gas to the atomizer of the atomic absorption spectrophotometer where selenium concentration was determined. A similar procedure was used for arsenic and antimony. |  |  | 11/13/2018 8:24:51 PM
732706 | NPS_AAS_UNKN | Unknown Atomic Absorption Spectroscopy | 11NPSWRD_WQX | Samples were analyzed by atomic absorption spectroscopy. Method specifics, and manufacturer and model were not provided. Unknown; 19--; No Cite - Method Not Cited; Unknown; Vol -- |  |  | 2/1/2017 4:14:35 PM
763560 | NPS_AA_CATIONS | Cations By Atomic Adsorption Spectroscopy | 11NPSWRD_WQX | Cations were measured by atomic adsorption spectroscopy (AA). Dilution correction factors may have been used to statistically support the accuracy and precision of the average sample concentration. |  |  | 11/8/2018 5:48:12 PM
762965 | NPS_ACCU_PH640A | Accumet Model 640A Portable pH Meter | 11NPSWRD_WQX |  |  |  | 11/12/2018 9:38:18 AM
763819 | NPS_ADRIAN96 | Semiquantitative Emission Spectrographic (SES) Adrian and others 1996 | 11NPSWRD_WQX | The minus-20-mesh nonmagnetic heavy-mineral-concentrate samples were analyzed by a direct-current arc, semiquantitative emission spectrographic (SES) technique and 37 major, minor, and trace elements were determined (Adrian and others, 1996). Spectrographic results were determined by visually comparing spectra derived from the sample and recorded on photographic film against spectra obtained from laboratory reference standards. Standard concentrations are geometrically spaced over any given order of magnitude as follows: 100, 50, 20, 10, 5, 2 etc. Samples whose concentrations were estimated to fall between those values were assigned values of 70, 30, 15, 7, 3, 1.5 etc. The precision of this analytical technique is approximately ± one reporting interval at the 83 percent confidence level and ± two reporting intervals at the 96 percent confidence level (Motooka and Grimes, 1976). Elements determined by SES are Ag, As, Au, B, Ba, Be, Bi, Ca, Cd, Co, Cr, Cu, Fe, Ga, Ge, La, Mg, Mn, Mo, Na, Nb, Ni, P, Pb, Pd, Pt, Sb, Sc, Sn, Sr, Th, Ti, V, W, Y, Zn, and Zr. |  |  | 11/13/2018 8:24:52 PM
762866 | NPS_AIRTEMP_ANL | Air Temperature Measured with Analog Thermometer | 11NPSWRD_WQX | Air temperature was measured with an analog thermometer, the manufacturer and model number of the thermometer are unknown. |  |  | 11/8/2018 5:33:32 PM
763436 | NPS_ALK_TITRATE | Alkalinity by Titration | 11NPSWRD_WQX | Alkalinity was measured with an unknown titration kit. |  |  | 11/8/2018 5:48:11 PM
763613 | NPS_AOGTC_SALIN | Salinity with an American Optical Goldberg T/C Indirect Reading Refractometer | 11NPSWRD_WQX | Salinity was measured with an American Optical Goldberg T/C indirect reading refractometer. |  |  | 11/9/2018 9:09:04 AM
762916 | NPS_AO_SALINITY | Salinity with an American Optical Refractometer | 11NPSWRD_WQX | Salinity was measured with an American Optical refractometer. |  |  | 10/16/2018 10:26:52 AM
734678 | NPS_APHA_315 | Iron, Phenanthroline Method | 11NPSWRD_WQX | American Public Health Association; 1985; Standard Methods for the Examination of Water and Wastewater, 16th Edition; American Public Health Association; 16th Edition |  |  | 2/22/2019 6:00:30 PM
762902 | NPS_APHA_CHLA | APHA 16th Edition Chlorophyll A Method | 11NPSWRD_WQX | The chlorophyll a determination consisted of a standard acetone (100%) extraction followed by spectrophotometric readings before and after acidification with concentrated HCl to correct for any pheopigments that may be present. |  |  | 10/16/2018 9:38:07 AM
763616 | NPS_APHA_SED | Suspended Sediment in Water Calculation Described in Standard Methods | 11NPSWRD_WQX | The amount of suspended sediment in the water was calculated using the method described in Standard Methods (American Public Health Association 1976). |  |  | 11/9/2018 9:09:05 AM
762815 | NPS_ARFA300NA | Nutrients by Alpkem RFA 300 Series Nutrient Analyzer | 11NPSWRD_WQX | Nutrients were measured using an Alpkem RFA 300 Series Nutrient Analyzer. |  |  | 11/14/2018 10:00:34 AM
734683 | NPS_ASTM6919-03 | Standard Test Method for Determination of Dissolved Alkali and Alkaline Earth Cations | 11NPSWRD_WQX | Test Method for Determination of Dissolved Alkali and Alkaline Earth Cations and Ammonium in Water and Wastewater by Ion Chromatography American Society for Testing of Materials; 2003; ASTM Standards. Water and Environmental Technology (I); American Society for Testing of Materials; Vol 11.01 |  |  | 2/22/2019 6:05:47 PM
763760 | NPS_AS_504 | American Scientific Model 504 Conductivity Meter | 11NPSWRD_WQX |  |  |  | 11/13/2018 2:44:06 PM
732675 | NPS_AZIDE_WNKLR | Dissolved Oxygen by Azide Modification of Winkler Titration Method | 11NPSWRD_WQX | Dissolved oxygen was determined by azide modification of Winkler titration method. The method number was not provided. Unknown; 19--; No Cite - Method Not Cited; Unknown; Vol-- |  |  | 2/1/2017 4:10:22 PM
763029 | NPS_BAIRD_PPSTS | Elemental Analyses by Baird Plasma PST Simultaneous ICP Emission Spectrometer | 11NPSWRD_WQX | Samples were analyzed on a Baird Plasma PST Simultaneous ICP emission spectrometer. The specific method was not known for analysis. |  |  | 10/16/2018 6:45:11 PM
763028 | NPS_BATHYUN_WCT | Water Column Temperature by Bathythermograph with Correction | 11NPSWRD_WQX | Water column temperature was measured at each site using a bathythermograph of unknown manufacturer and model, and corrected to surface water temperatures measured with a thermometer. |  |  | 10/16/2018 6:45:10 PM
762807 | NPS_BCLS230 | Particle Size Distribution by Beckman Coulter LS230 Particle Size Analyzer | 11NPSWRD_WQX | Sediment grain size distributions were measured using a laser diffraction (light-scattering) technique on a Beckman Coulter LS230 Particle Size Analyzer, which measure 116 size classes (0.04 - 2000 um). |  |  | 10/16/2018 6:41:32 PM
763444 | NPS_BECKMAN_11 | Beckman Model 11 Temperature-Compensated pH Meter | 11NPSWRD_WQX |  |  |  | 11/2/2018 6:04:18 PM
762907 | NPS_BECKMAN_PH | Beckman pH Meter | 11NPSWRD_WQX | For pH determination, a Beckman pH meter was used. The Beckman pH meter is a high-impedance voltmeter with a microcomputer that translates voltage into pH units. This instrument automatically compensates for temperature characteristics, permitting samples to be measured at any temperature. |  |  | 10/16/2018 1:25:24 PM
732673 | NPS_BECKMAN_SC | Specific Conductance by Beckman Conductivity Meter | 11NPSWRD_WQX | Specific conductance was measured by Beckman conductivity meter. The model number was not provided. Unknown; 19--; No Cite - Method Not Cited; Unknown; Vol-- |  |  | 2/1/2017 4:10:21 PM
762983 | NPS_BECKMAN_TDS | Beckman TDS Meter | 11NPSWRD_WQX | For dissolved solids determination, a Beckman TDS meter was used. |  |  | 10/16/2018 1:25:24 PM
763214 | NPS_BECKRB4-250 | Beckman RB4-250 Conductivity Meter | 11NPSWRD_WQX |  |  |  | 11/1/2018 5:29:00 PM
762963 | NPS_BECKSPECT25 | Beckman UV Spectrophotometer Model 25 | 11NPSWRD_WQX |  |  |  | 10/16/2018 12:40:47 PM
763492 | NPS_BELFORT_IR | Incident Radiation by Belfort Recording Pyrheliometer | 11NPSWRD_WQX | Incident radiation was measured with a Belfort Recording pyrheliometer. |  |  | 11/7/2018 3:21:38 PM
763576 | NPS_BEUK92_14C | Carbon 14 Isotope Analysis by Accelerator Mass Spectrometry | 11NPSWRD_WQX | Carbon-14 isotope analyses of water samples were measured by accelerator mass spectrometry according to methods described in Beukens (1992). All 14C determinations are reported in percent modern carbon (pmc) normalized to the 1950 National Bureau of Standards (National Bureau of Standards, 1984) oxalic acid standard (Stuiver and Polach, 1977; Wigley and Muller, 1981), with accompanying 1 sigma error in pmc. |  |  | 11/8/2018 5:48:40 PM
763483 | NPS_BIGEL52_2H | Deuterium by 1952 Bigeleisen Method | 11NPSWRD_WQX | Deuterium analyses were made following the procedure authored by J. Bigeleisen, 1952. |  |  | 11/7/2018 3:21:12 PM
763496 | NPS_BROM_TOTALK | Total Alkalinity-Colorimetrically, by Bromcresol Green-Methyl Red Indicator | 11NPSWRD_WQX | Total alkalinity was determined colorimetrically, using Bromcresol Green-Methyl Red indicator solution. |  |  | 11/7/2018 3:21:39 PM
736109 | NPS_BUSHNELL500 | Distance by Bushnell Yardage Pro 500 Laser Rangefinder | 11NPSWRD_WQX | Distance was determined by a Bushnell Yardage Pro 500 laser rangefinder. Unknown; 19--; No Cite - Method Not Cited; Unknown; Vol -- |  |  | 2/7/2019 3:31:34 PM
762779 | NPS_C150_O9512 | Total Ammonia by Corning 150 Specific Ion Meter and Orion 9512 Electrode | 11NPSWRD_WQX | Total ammonia was measured using a Corning model 150 specific ion meter with an Orion 9512 electrode. |  |  | 10/16/2018 6:38:01 PM
763346 | NPS_CADFG_AASGF | California Department of Fish and Game Atomic Absorption Spectrophotometer Graphite Furnace (Ag, As, Cr, Ni, Pb, Se) | 11NPSWRD_WQX | A Perkin-Elmer Model 3030 Zeeman atomic absorption spectrophotometer equipped with an HGA-600 graphite furnace and an AS-60 autosampler was used for techniques requiring a graphite furnace (Ag, As, Cr, Ni, Pb, Se). |  |  | 11/12/2018 5:43:51 PM
763347 | NPS_CADFG_FAAS | California Department of Fish and Game Flame Atomic Absorption Spectrophotometry (Al, Cd, Cu, Mn, Zn) | 11NPSWRD_WQX | A Perkin-Elmer Model 2280 spectrophotometer with deuterium arc background corrector and digital display was used for techniques employing conventional (flame) atomic absorption spectrophotometry (Al, Cd, Cu, Mn, Zn) and cold vapor technique for mercury. |  |  | 11/12/2018 5:43:51 PM
763348 | NPS_CADFG_HGCV | California Department of Fish and Game Cold Vapor Technique for Mercury | 11NPSWRD_WQX | A Perkin-Elmer Model 2280 spectrophotometer with deuterium arc background corrector and digital display was used for techniques employing conventional (flame) atomic absorption spectrophotometry (Al, Cd, Cu, Mn, Zn) and cold vapor technique for mercury. |  |  | 11/12/2018 5:43:51 PM
763349 | NPS_CADFG_LIP1 | California Department of Fish and Game Procedure for Lipid Determination Petroleum Ether Whatman #42 | 11NPSWRD_WQX | A thoroughly homogenized sample weighing approximately 5 g (wet weight) was dried and macerated with anhydrous granular Na2SO4. The dried sample was transferred to a blender with 150 ml of petroleum ether and blended for two minutes at high speed. The liquid was suction-filtered into a 500 ml filter flask through a 10 cm Buchner funnel containing Whatman #42 filter paper. The sample was blended once more with an additional 100 ml of petroleum ether and filtered. The filtrate was concentrated to approximately 25 ml with heat (steam bath) and air. The remaining filtrate was then quantitatively transferred into a 50 ml preweighed planchett. The petroleum ether was evaporated off, the planchett containing the residue is reweighed and the percent lipid is calculated. |  |  | 11/12/2018 5:43:53 PM
763359 | NPS_CADFG_LIP2 | California Department of Fish and Game Procedure for Lipid Determination Methylene Chloride | 11NPSWRD_WQX | A thoroughly homogenized sample weighing approximately 5 g (wet weight) was dried and macerated with anhydrous granular Na2SO4. The dried sample was transferred to a blender with 150 ml of methylene chloride and blended for two minutes at high speed. The liquid was suction-filtered into a 500 ml filter flask through a 10 cm Buchner funnel containing Whatman #42 filter paper. The sample was blended once more with an additional 100 ml of methylene chloride and filtered. The filtrate was concentrated to approximately 25 ml by air drying. The remaining filtrate was then quantitatively transferred to a preweighed 50 ml pear shaped flask. The methylene chloride solvent was removed using a Bucchi Roto-vap. The sample was then dried to 110 degrees C for two hours. The residue was reweighed and the percent lipid was calculated. |  |  | 11/12/2018 5:43:57 PM
763356 | NPS_CADFG_LIP3 | California Department of Fish and Game Procedure for Lipid Determination Petroleum Ether Whatman #1 | 11NPSWRD_WQX | A thoroughly homogenized sample weighing approximately 5 g (wet weight) is macerated and dried with anhydrous granular Na2SO4. The dried sample is transferred to a blender with 150 ml of petroleum ether and blended for two minutes at high speed. The liquid is vacuum filtered into a 250 ml filter flask through a 10 cm Buchner funnel containing Whatman #1 filter paper. The sample is blended once more with an additional 150 ml of petroleum ether and filtered. The filtrate is concentrated to approximately 25 ml with heat (steam bath) and nitrogen steam. The remaining filtrate is then quantitatively transferred into a 50 ml pre-weighed planchett. The petroleum ether is evaporated, the planchett containing the residue is reweighed, and the percent lipid is calculated. |  |  | 11/12/2018 5:43:51 PM
763362 | NPS_CADFG_PAH1 | California Department of Fish and Game Polynuclear Aromatic Hydrocarbons Analysis Gas Chromatograph Ion Trap Detector | 11NPSWRD_WQX | Polynuclear Aromatic Hydrocarbons were analyzed from the recombination of the F2 Fraction and the F3 Fraction collected for synthetic organics analysis. PAH analysis was accomplished with an HP 5890A gas chromatograph attached to a Finnigan Model ITD 800 ion trap detector. Sample aliquots were delivered to the detector via on-column injection onto a 30m x 0.25mm i.d. DB-5 column. Spectral data were acquired in a multiple ion mode (MID) such that the base peak and two qualifier ions were monitored for each analyte of interest. Three point calibration curves ranging from 0.025 to 4.0 ng/ul were generated and fitted with linear curve fits (r > 0.998). All PAH data were acquired and quantitated using an IBM compatible micro computer and Finnigan ITDS v.4 Software Package. |  |  | 11/12/2018 5:43:55 PM
763361 | NPS_CADFG_PAH2 | California Department of Fish and Game Analytical Technique for Polynuclear Aromatic Hydrocarbons (PAH) in Flesh | 11NPSWRD_WQX | A 20 gram tissue sample was dried with sodium sulfate, spiked with a surrogate mixture of deuterated PAH compounds and extracted with dichloromethane. Sample extracts were cleaned up using gel permeation chromatography followed by alumina and silica gel chromatography. Sample extracts were analyzed using a Varian Saturn II Ion Trap GC-MS. One microliter of sample extract was injected into a J and W Scientific DB 5MS, 30 meter x 0.25 mm I.D. fused silica capillary column with a 0.25 um film thickness. The GC oven temperature was initially held at 70 degrees C for two minutes. The temperature ramp was 15 degrees C per minute until the oven reached 150 degrees C. The second temperature ramp was 2 degrees C per minute to a final temperature of 280 degrees C and held for 5 minutes. Initial injector temperature was 70 degrees C and was programmed to 280 degrees C at 300 degrees C/min immediately after injection. The GC carrier gas was helium at a linear velocity of 37 cm/sec. |  |  | 11/12/2018 5:43:57 PM
763357 | NPS_CADFG_PAH3 | California Department of Fish and Game Polynuclear Aromatic Hydrocarbon Compounds (PAHs) Analytical Techniques in Tissue | 11NPSWRD_WQX | Ten grams of tissue was spiked with a PAH surrogate solution that contains eight deuterated PAH compounds. The sample was dried, placed in a stainless steel cell and extracted by forcing heated solvents (1:1 solution of methylene chloride: acetone) under pressure through the sample. The extract was solvent exchanged into methylene chloride and eluted through a gel permeation chromatograph to remove most of the lipids. The extract was further cleaned up by eluting it through a silica gel/alumina column. |  |  | 11/12/2018 5:43:51 PM
763350 | NPS_CADFG_PCB1 | California Department of Fish and Game Polychlorinated Biphenyls (PCBs) by Gas Chromatography | 11NPSWRD_WQX | Polychlorinated biphenyls (PCBs) were analyzed by capillary gas chromatography (GC) using Hewlett-Packard 5890A gas chromatograph. PCB congener data were quantitated with a six point calibration curve of a 1:1:1 mixture of Aroclors 1242, 1254, and 1260. The quantitation standard ranged from 0.15 to 15 ng/ul total Aroclor. |  |  | 11/12/2018 5:43:54 PM
763351 | NPS_CADFG_SOC1 | California Department of Fish and Game Synthetic Organic Chemicals by Capillary Gas Chromatography | 11NPSWRD_WQX | Synthetic organic chemicals were analyzed by capillary gas chromatography (GC) using Hewlett-Packard 5890A gas chromatographs. Synthetic organics (SOs) were analyzed on an instrument equipped with dual 30m x 0.25mm i.d. columns of different polarities (J&W Scientific, DB-5 and DB-17) and Ni63 electron capture detectors (ECDs). A Hewlett-Packard Pascal ChemStation system was used to acquire and analyze all data. |  |  | 11/12/2018 5:43:53 PM
763360 | NPS_CADFG_SOC2 | California Department of Fish and Game Synthetic Organic Chemicals by Capillary Gas Chromatography | 11NPSWRD_WQX | Synthetic organic data were acquired and analyzed using a Hewlett-Packard DOS based ChemStation systems. Also, a Hewlett-Packard 5971A Mass Selective Detector was substituted for the Finnigan ion trap, the chromatographic column length was increased to 60m, and samples were introduced using splitless injections. Spectral data were acquired in a selective ion mode (SIM) such that the base peak and two qualifier ions were monitored for each analyte of interest. Three point calibration curves ranging from 0.025 to 4.0 ng/ul were generated and fitted with linear curve fits (r> 0.998). |  |  | 11/12/2018 5:43:58 PM
763364 | NPS_CADFG_SOC3 | California Department of Fish and Game Synthetic Organic Compounds Analytical Techniques in Tissues | 11NPSWRD_WQX | A 50 gram sample of tissue was spiked with a surrogate mixture of 4,4'-dibromo-octafluorobiphenyl, decachlorobiphenyl, and dibutylchlorendate (DBOB, DCB, DBCE) and extracted twice with acetonitrile by shaking for two hours. The sample extracts were combined, filtered, and partitioned with petroleum ether. An aliquot of the petroleum ether extract was eluted through a Florisil column. The Florisil columns were eluted with petroleum ether (Fraction 1), six percent ethyl ether/petroleum ether (Fraction 2), and 15 percent ethyl ether/petroleum ether (Fraction 3). Fractions 2 and 3 were spiked with decachlorobiphenyl and all of the fractions were concentrated to an appropriate volume in a Zymark Turbovap concentrator prior to analysis by gas chromatography. The DCB was used as a surrogate to determine analyte recovery of the F1 compounds and to determine relative retention times for all fractions. DBOB was used to check the analyte recovery of the F2 compounds but was found to elute with the F1 compounds. DBCE was used to check the analyte recovery of the F3 compounds. A mixture of synthetic standards was eluted through the Florisil column to determine the recovery and separation characteristics of the column. At stations where the SMWP had previously detected endosulfan, samples were analyzed for endosulfan I, endosulfan II, and endosulfan sulfate. This required an additional elution through Florisil with 50 percent ethyl ether/petroleum ether. All other stations were analyzed for endosulfan I only. This fraction was also spiked with decachlorobiphenyl prior to the concentration step. Due to the high lipid content of the fraction all of the 50 percent extracts were diluted with iso octane by a factor of ten prior to analysis by gas chromatography. Two mussel samples were spiked with a solution containing known concentrations of target analytes to asses accuracy and matrix effects. Ten percent of the samples were analyzed in duplicate. A method blank representative of all materials and solutions contacting the sample was analyzed for contamination. To preclude errors due to contamination, a vertical solvent was blank analyzed for each set of glassware before introducing a new sample. |  |  | 11/12/2018 5:44:28 PM
763358 | NPS_CADFG_SOC4 | California Department of Fish and Game Synthetic Organic Compounds Analytical Techniques in Tissue | 11NPSWRD_WQX | A 25 gram sample of tissue was spiked with a synthetic organic surrogate solution (DBOB, PCB congener 207, DBCE). The sample was dried with sodium sulfate and extracted three times by shaking with methylene chloride on an orbital shaker at 300 rpm. After combining the extracts, the sample was evaporated in a Zymark Turbovap to 10 mLs. A 2 mL aliquot was removed and placed in a tared planchett for lipid analysis. After the solvent evaporated, the planchett was briefly dried in a 70 degrees C oven to remove residual water. The percent lipid was then calculated. A 4 mL aliquot was eluted through a Florisil column as described above and four fractions (0%, 6%, 15%, and 50% petroleum ether/ethyl ether) were collected. Mussel samples were spiked in duplicate with a solution containing known concentrations of target analytes to assess accuracy and matrix effects. Approximately 10 percent of samples were analyzed in duplicate to determine method precision. Method blanks, representative of all materials and solutions contacting the sample, were prepared and analyzed. To preclude errors due to contamination, a vertical solvent was blank was prepared for each set of glassware used in the extraction and analyzed before introducing a new sample. |  |  | 11/12/2018 5:43:51 PM
763363 | NPS_CADFG_TBT1 | California Department of Fish and Game Analytical Techniques for Tributyltin (TBT) | 11NPSWRD_WQX | Tributyltin was extracted from tissues by centrifugation 10 g of tissue, 10 ml of 50% HCL, and 25 ml of methylene chloride for 15 hours. The methylene chloride was removed and evaporated under a stream of air and the residue is dissolved in hexane. The hexane was washed in a 3% NaOH solution to remove all monobutyl- and dibutyl-tins and re-evaporated to dryness. The residue was digested with 1 ml of concentrated nitric acid and diluted to 5 ml with deionized water. The solution was analyzed on a Perkin Elmer Model 3030 Zeeman Atomic Absorption Spectrophotometer equipped with a Model 500 Graphite Furnace and an AS60 Autosampler. Ten ul sample was co-injected with 10 ul of matrix modifier consisting of 100 ug phosphate and 10 ug magnesium nitrate per injection. |  |  | 11/12/2018 5:43:51 PM
763355 | NPS_CADFG_TBT2 | California Department of Fish and Game Analytical Techniques for Tributyltin (TBT) | 11NPSWRD_WQX | Tributyltin was extracted from tissues by mixing 10 g of tissue, 10 ml of 50% HCL, and 25 ml of methylene chloride for 15 hours. The mix was then centrifuged for five minutes. The methylene chloride was removed and evaporated under a stream of air and the residue was dissolved in hexane. The hexane was washed in a 3% NaOH solution to remove all monobutyl- and dibutyl-tins, mixed for 10 seconds, centrifuged for 5 minutes, and re-evaporated to dryness. The residue was digested with 1 ml of concentrated nitric acid and diluted to 5 ml with Type II water. The solution was analyzed on a Perkin Elmer Model 3030 Zeeman Atomic Absorption Spectrophotometer equipped with a Model 500 Graphite Furnace and an AS60 Autosampler. Ten ul sample was co-injected with 10 ul of matrix modifier consisting of 100 ug phosphate and 10 ug magnesium nitrate per injection. A PACS sample, marine sediment reference material from the National Research Council of Canada, was used as a reference material for tributyltin. In 1993-94, the laboratory result was 1.09 ug/g dry weight with a certified value of 1.27±0.22. In 1994-95, the laboratory result was 1.57±0.02 ug/g dry weight with the same certified value. |  |  | 11/12/2018 5:44:28 PM
732653 | NPS_CALC2_HARD | Total Hardness by Calculation with Calcium and Magnesium Hardness | 11NPSWRD_WQX | Total hardness was calculated by summing the calcium hardness and magnesium hardness concentrations. Unknown; 19--; No Cite - Method Not Cited; Unknown; Vol-- |  |  | 2/1/2017 4:10:57 PM
762802 | NPS_CALCUN_SAL | Salinity Calculation from Conductivity Measured by Electronic Probe | 11NPSWRD_WQX | Salinity was calculated from conductivity measured by an electronic probe of unknown manufacturer and model. The calculation equation was not specified. |  |  | 11/14/2018 10:00:17 AM
762803 | NPS_CALCUN_UNH3 | Unionized Ammonia Calculation from Ammonia Concentration, Salinity, Temperature, and pH | 11NPSWRD_WQX | Unionized ammonia was calculated from the ammonia concentration, salinity, temperature, and pH by an unknown equation. |  |  | 11/14/2018 10:00:17 AM
763686 | NPS_CALC_ORGN | Organic Nitrogen by Calculation | 11NPSWRD_WQX | Organic nitrogen was calculated by subtracting the ammonia concentration from the Kjeldahl nitrogen concentration. |  |  | 11/12/2018 3:27:31 PM
762926 | NPS_CALC_SDI | Shannon Diversity Index Calculation | 11NPSWRD_WQX | Diversity was calculated using the Shannon Diversity Index (Odum, 1971). |  |  | 10/16/2018 10:27:25 AM
742940 | NPS_CALC_TOTN | Total Nitrogen by Calculation from Kjeldahl and Nitrate-Nitrite Nitrogen Concentrations | 11NPSWRD_WQX | Total nitrogen was calculated by adding the Kjeldahl nitrogen concentration to the nitrate-nitrite (NO3-NO2) nitrogen concentration. Unknown; 19--; No Cite - Method Not Cited; Unknown; Vol -- |  |  | 11/16/2017 10:05:55 AM
762780 | NPS_CALORUN_S | Total Sulfides by Calorimetric Method | 11NPSWRD_WQX | Total sulfides were measured through a calorimetric method. The specific method is not known. |  |  | 10/16/2018 6:38:01 PM
763717 | NPS_CAMBELLT107 | T-107 Campbell Temperature Sensor | 11NPSWRD_WQX | The temperature sensor was mounted on the overhead articulating boom along with the turbidity probe. A Campbell CR10X programmable data logger was used to control measurements of temperature at 10 minute intervals. |  |  | 11/12/2018 5:43:45 PM
762998 | NPS_CDFG_BANKVG | CDFG Percentage of Bank Covered with Vegetation Estimation | 11NPSWRD_WQX | California Department of Fish and Game (CDFG) personnel estimated total percentage of the bank covered with vegetation from bankfull discharge level to 20 feet upslope as described in the California Salmonid Stream Habitat Restoration Manual. |  |  | 10/16/2018 2:00:52 PM
762999 | NPS_CDFG_CANOPY | CDFG Stream Canopy Density Estimation | 11NPSWRD_WQX | California Department of Fish and Game (CDFG) personnel estimated stream canopy density using modified handheld spherical densiometers as described in the California Salmonid Stream Habitat Restoration Manual. |  |  | 10/16/2018 2:00:52 PM
762997 | NPS_CDFG_SPEBFC | CDFG Single Pass Electroshock Backpack Fish Count and Identification | 11NPSWRD_WQX | The single-pass electroshock backpack method was used to during the stream inventory. All fish captured were identified to species and then counted and returned to the stream. Amphibians and reptiles also captured were identified and entered. |  |  | 10/16/2018 2:00:52 PM
762792 | NPS_CE1108CHNA | Carbon, Hydrogen and Nitrogen by Carlo Erba 1108 Carbon-Hydrogen-Nitrogen (CHN) Analyzer | 11NPSWRD_WQX | Carbon and/or nitrogen concentrations in various forms were determined by a Carlo Erba 1108 Carbon-Hydrogen-Nitrogen (CHN) Analyzer. The specific method was not known for analysis. |  |  | 11/14/2018 10:00:06 AM
763591 | NPS_CEEACHNS_N | Total Nitrogen by CE Instruments Elemental Analyzer Model EA 1110 CHNS-0 Manufacturer Instructions | 11NPSWRD_WQX | Total nitrogen was determined using a CE Instruments Elemental Analyzer Model EA 1110 CHNS-0 and following the manufacturer instructions. |  |  | 11/8/2018 6:04:11 PM
763378 | NPS_CHELS_AUVF | Refined Hydrocarbons by Chelsea Instruments AQUAtracka UV Fluorometer | 11NPSWRD_WQX | Refined hydrocarbons were measured by a Chelsea Instruments AQUAtracka UV (ultraviolet) fluorometer at 360 nm. |  |  | 11/2/2018 1:52:56 PM
763827 | NPS_CHEM_ALK | Alkalinity in the Field with CHEMetrics Titration Kit | 11NPSWRD_WQX | On-site alkalinity tests were done on all samples collected throughout the study, using a field portable CHEMetrics titration kit. |  |  | 11/13/2018 8:24:53 PM
763828 | NPS_CHEM_DO | Dissolved Oxygen Determined in the Field with CHEMetrics Colorimetric Test kit | 11NPSWRD_WQX | Dissolved oxygen content was determined using a field-portable CHEMetrics brand colorimetric test kit. |  |  | 11/13/2018 8:24:53 PM
763434 | NPS_CHROMA | Unknown Chromatography Method | 11NPSWRD_WQX | The specific source and number of the procedure used for analyzing constituents by chromatography is not known. |  |  | 11/2/2018 4:01:00 PM
763577 | NPS_CL97_12/13C | Carbon Isotope Analysis by Isotopic Ratio Mass Spectrometric Technique | 11NPSWRD_WQX | Carbon isotope (13C/12C) analyses of water samples were measured by an isotope ratio mass spectrometric technique (Clark and Fritz, 1997) after conversion of inorganic carbon to carbon dioxide by addition of hydrochloric acid. All 13C results are reported in per mil relative to the Vienna Peedee belemnite standard (Coplen, 1994). These data are necessary to correct carbon-14 (14C) results for ground-water dating applications. |  |  | 11/8/2018 5:48:40 PM
762755 | NPS_CLINOMETER | Clinometer | 11NPSWRD_WQX |  |  |  | 10/17/2018 8:53:18 AM
736107 | NPS_COLISCAN_EG | E. coli and Total Coliforms by Coliscan Easygel System from Micrology Laboratories | 11NPSWRD_WQX | E. coli and/or total coliforms were determined by the Coliscan Easygel System from Micrology Laboratories, Goshen, IN. Unknown; 19--; No Cite - Method Not Cited; Unknown; Vol -- |  |  | 2/7/2019 3:31:23 PM
762804 | NPS_COLUNKN_NH3 | Nitrogen as Ammonia by Colorimetric Method | 11NPSWRD_WQX | Nitrogen as ammonia (NH3) was determined by a colorimetric method. The specific method is not known. |  |  | 11/14/2018 10:00:17 AM
763567 | NPS_COP93_2H/1H | Hydrogen Isotope Ratio by Hydrogen Equilibration Technique | 11NPSWRD_WQX | Hydrogen isotope ratios (2H/1H) for water were determined using a hydrogen equilibration technique at 30°C to measure 2H activity (Coplen and others, 1991). Hydrogen isotopic results are reported in per mil relative to Vienna Standard Mean Ocean Water (VSMOW) and normalized (Coplen, 1988, 1994; International Union of Pure and Applied Chemistry, 1994) on scales such that the 2H/1H values of Standard Light Antarctic Precipitation (SLAP) are -428 ?. |  |  | 11/8/2018 5:48:31 PM
763059 | NPS_CORNING107 | Water Temperature and pH by Corning 107 Meter | 11NPSWRD_WQX | Water temperature and pH were measured with a hand-held, digital Corning 107 meter. |  |  | 10/17/2018 8:54:36 AM
763504 | NPS_CORNING4 | Corning Model 4 Temperature/pH Meter | 11NPSWRD_WQX | Digital resolution from Corning 4 to 0.01 pH. CUVA still has the manual. |  |  | 11/7/2018 4:04:50 PM
762960 | NPS_CORNING620 | Corning Model 620 pH Meter | 11NPSWRD_WQX |  |  |  | 10/16/2018 12:40:42 PM
763497 | NPS_CORNING7_PH | Corning Model 7 pH meter | 11NPSWRD_WQX | pH was determined with a Corning Model 7 pH meter. |  |  | 11/7/2018 3:21:39 PM
763635 | NPS_CORNINGCH90 | Corning Checkmate 90 | 11NPSWRD_WQX |  |  |  | 11/9/2018 9:21:54 AM
763631 | NPS_CORNINGCHII | Corning Checkmate II Handheld Analysis System | 11NPSWRD_WQX |  |  |  | 11/9/2018 9:20:49 AM
763617 | NPS_CORNING_UNK | Corning Meter-Unknown Model | 11NPSWRD_WQX | Parameter was determined by a Corning meter of unknown model. |  |  | 11/9/2018 9:19:56 AM
763623 | NPS_CPDSTT_TEMP | Water Temperature by Cole-Parmer Digi-Sense Thermocouple Thermometer | 11NPSWRD_WQX | Water temperature was measured by Cole-Parmer Digi-Sense Thermocouple Thermometer. Type (J, K, or T) was not specified. |  |  | 11/9/2018 9:20:22 AM
763810 | NPS_CPWAP_UNKN | Field Parameters by Cole-Parmer Water Analyzer Probe, Unknown Model | 11NPSWRD_WQX | Field parameters were measured by Cole-Parmer Water Analyzer Probe of unknown model number. |  |  | 11/13/2018 7:17:41 PM
763775 | NPS_CRUMPTN92_N | Total Nitrogen, Nitrate, and Organic Nitrogen, Crumpton, 1992 | 11NPSWRD_WQX | Total nitrogen, nitrate, and organic nitrogen were determined using persulfate-digested samples and second-derivative spectroscopy according to the methods as outlined by Crumpton et al.in 1992. |  |  | 11/13/2018 7:04:18 PM
762767 | NPS_CSU_TAXKEY | Macroinvertebrate Identification Using Multiple Taxonomic Keys by Colorado State University | 11NPSWRD_WQX | Macroinvertebrates were enumerated and identified to the lowest practical taxonomic level by Colorado State University researchers. Taxonomic keys are listed in the Literature Cited Section of Harris (1991). |  |  | 11/14/2018 9:59:59 AM
762793 | NPS_CVAAS_UNKN | Mercury by Cold Vapor Atomic Absorption Spectrophotometer | 11NPSWRD_WQX | Mercury was determined by Cold Vapor Atomic Absorption Spectrophotometer (CVAAS) of unknown manufacturer and model. |  |  | 11/14/2018 10:00:06 AM
763824 | NPS_CVAFS_HG | Atomic Fluorescence Determination of Mercury | 11NPSWRD_WQX | The sediment and rock samples were decomposed with nitric acid and sodium dichromate. Preserved water samples were analyzed directly. Mercury (II) was reduced in the solutions to elemental mercury gas with hydroxylamine hydrochloride and stannous chloride in a continuous flow system, and then was released into an atomic fluorescence detector, where the mercury concentration was determined. |  |  | 11/13/2018 8:24:53 PM
763718 | NPS_DA_OBS-3 | D&A Instrument Co. OBS-3 Turbidity Probe | 11NPSWRD_WQX | The OBS-3 turbidity probe, manufactured by D&A Instrument Company, is a backscatter nephelometer that emits infrared radiation (IR) into the water column. The distance the IR penetrates the water depends on the probe's optical configuration and the amount and type of sediment in suspension. The penetration, or volume sampled, decreases with increasing concentration of material. The scattered IR returned to the sensor?s detector is a function of particle size and shape and the number of particles in suspension. The turbidity probe housing reduces contamination from organics by shedding debris. The housing also protects the sensor from direct impacts by large submerged organic debris. The boom positions the turbidity probe at the appropriate position and depth in the stream. Since the boom is articulated, large floating organic debris can, on impact, lift the vertical arm of the boom to the surface and pass underneath. Increasing water velocity and depth pushes the vertical boom arm downstream, raising the turbidity sensor higher in the water column. A counterweight prevents the boom from rising to the water surface. A Campbell CR10X programmable data logger was used to control measurements of turbidity. The data logger program recorded the median of 61 turbidity readings during a 30 second period to reduce the influence of outlier values. |  |  | 11/12/2018 5:43:45 PM
763460 | NPS_DEN1921_SP | Soluble Phosphorus Method of Deniges | 11NPSWRD_WQX | Soluble phosphorus (PO4) was determined by the method of Deniges (1921). |  |  | 11/7/2018 3:03:35 PM
762753 | NPS_DENBRD | Terrestrial Vegetation Density Measurement with Density Board | 11NPSWRD_WQX | Nudds Board (Vegetation Density Board) measurements taken on each bank at the transect as a measure of undergrowth vegetation. Density Board readings range from 0 (board totally obscured by vegetation) to 21 (board totally visible through vegetation). |  |  | 10/17/2018 8:53:18 AM
762754 | NPS_DENSIOMETER | Canopy Coverage by Convex Spherical Densiometer Measurement | 11NPSWRD_WQX | Convex Spherical Densiometer Instrument used to evaluate riparian canopy cover at transect sample points on each bank within a sampled stream reach. |  |  | 10/17/2018 8:53:18 AM
763719 | NPS_DRUCK1830 | Druck 1830 Pressure Transducer | 11NPSWRD_WQX | A Druck 1830 Pressure Transducer measures the head, or water pressure, at the sensor. The pressure transducer is mounted below the lowest expected water stage. A vent tube inside the cable, open to the atmosphere where the cable terminates, compensates for changes in barometric pressure. The pressure transducer is calibrated before installation by submerging the sensor to known depths and recording the voltage signal. The data logger uses this relationship to convert the sensor?s voltage readings to depth. It is possible, with the proper placement and orientation of the pressure transducer housing, coupled with averaging of multiple readings, to eliminate the need to dampen wave pressure with a stilling well. A Campbell CR10X programmable data logger was used to control measurements of stream stage. The program collected 150 stage readings in three seconds from the pressure transducer and computed the mean stage. |  |  | 11/12/2018 5:43:45 PM
762951 | NPS_DS1010_DO_T | Dissolved Oxygen and Temperature by Delta Scientific Dissolved Oxygen and Temperature Meter, Model 1010 | 11NPSWRD_WQX | Dissolved oxygen and temperature were measured by the Delta Scientific Dissolved Oxygen and Temperature Meter, Model 1010. |  |  | 11/8/2018 6:19:50 PM
736096 | NPS_DTEMP_UNKN | Temperature by Digital Thermometer | 11NPSWRD_WQX | Temperature was measured with a digital thermometer of unknown manufacturer and model. Unknown; 19--; No Cite - Method Not Cited; Unknown; Vol -- |  |  | 2/7/2019 3:31:16 PM
763558 | NPS_DUGAN85_18O | Oxygen Isotopes-Guanidine Hydrochloride Method | 11NPSWRD_WQX | The oxygen isotope ratios of the collected water were determined by heating 10 µL of water with 100 mg of guanidine hydrochloride for 8-10 h at 260 °C to produce ammonia and carbon dioxide. When cooled, the gases combine to produce solid ammonium carbamate. CO2 is then produced by heating the ammonium carbamate with 0.5mL of 100% H3PO4 at 80 °C for 1 h (Dugan et al., 1985). The CO2 is then purified and directly introduced into a Finnigan Mat Delta E mass spectrometer. The reproducibility of the delta 18O values is 0.2 per mil. All data are reported in the standard delta-notation as a per mil variation from the SMOW (Standard Mean Ocean Water) standard where delta 18O per mil = {R(sample) - R(SMOW)/R(SMOW)} x1000 and where R = 18O/16O. |  |  | 11/8/2018 5:48:12 PM
763052 | NPS_DWV_FLOW | Flow Calculated with Measurements of Depth, Width and Velocity of Stream | 11NPSWRD_WQX | Flow was determined using measurements from the channel width, depth(s), and mean water velocities. |  |  | 10/17/2018 8:53:39 AM
763294 | NPS_EPA70607061 | Analysis of Arsenic Using EPA 7060 or 7061 | 11NPSWRD_WQX | Arsenic was analyzed using an approved EPA method. The method numbers of EPA 7060 and 7061 were given, but it is not known if the method was 7060A, 7060B, 7061A, or 7061B. |  |  | 11/2/2018 10:01:17 AM
763556 | NPS_EPA79_URAN | Uranium Disequilibrium Analysis | 11NPSWRD_WQX | Uranium Disequilibrium analysis was conducted using the anion exchange method described by the US EPA 1979. First 232U is added to the samples as a tracer to quantify the percentage of uranium isotope recovery. Uranium is then removed from solution by coprecipitating uranium isotopes with ferric hydroxide. The precipitate is then dissolved in hydrochloric acid, and the solution is passed through columns to separate uranium isotopes from other metals. Ion exchange is achieved by flushing the columns with acid and collecting the analyte. The uranium is then plated on a stainless steel planchets by electrodeposition, and a high resolution solid-state alpha particle spectrometer is used to count alpha emissions. The samples are counted for 1000 minutes, and the resultant disintegrations per unit time are used to calculate the concentration of uranium in solution. |  |  | 11/8/2018 5:48:11 PM
762810 | NPS_EPA80818082 | Pesticides and PCBs by EPA 8081 or 8082 | 11NPSWRD_WQX | Pesticides and PCBs were analyzed using an approved EPA method. The method numbers of EPA 8081 and 8082 were given, but it is not known if the method was 8081, 8081A, or 8082. |  |  | 11/14/2018 10:00:06 AM
763756 | NPS_EPA84ARSEAA | Selenium and Arsenic by Graphite Furnace Atomic Absorption Spectrophotometer found in EPA Publ. No. SW-846, 1984, 2nd Ed | 11NPSWRD_WQX | Selenium and arsenic were analyzed with a graphite furnace atomic absorption spectrophotometer using an unspecified method in 'Test Methods for Evaluating Solid Waste,' EPA Publ. No. SW-846, 2nd Ed.,EPA 1984. |  |  | 11/13/2018 2:02:21 PM
763757 | NPS_EPA84HGCVAA | Mercury by Cold Vapor Atomic Absorption Spectrophotometer found in EPA Publ. No. SW-846, 1984, 2nd Ed. | 11NPSWRD_WQX | Mercury was analyzed with a cold vapor atomic absorption spectrophotometer using an unspecified method in 'Test Methods for Evaluating Solid Waste,' EPA Publ. No. SW-846, 2nd Ed.,EPA 1984. |  |  | 11/13/2018 2:02:21 PM
763295 | NPS_EPA86_6010 | Analysis of Metals Using ICP with EPA 6010 | 11NPSWRD_WQX | Metals were analyzed using Inductively Coupled Plasma (ICP) with an approved EPA method. The method number of EPA 6010 was given, but it is not known if the method was 6010A, 6010B, or 6010C. |  |  | 11/2/2018 10:01:17 AM
763296 | NPS_EPA86_7471 | Analysis of Mercury in Solid or Semisolid Waste Using EPA 7471 | 11NPSWRD_WQX | Mercury in solid or semi-solid samples was analyzed using an approved EPA method. The method number of EPA 7471 was given, but it is not known if the method was 7471A or 7471B. |  |  | 11/2/2018 10:01:17 AM
763298 | NPS_EPA86_7741 | Analysis of Selenium Using EPA 7741 | 11NPSWRD_WQX | Selenium was analyzed using an approved EPA method. The method number of EPA 7741 was given, but it is not known if the method was 7741A or 7741B. |  |  | 11/2/2018 10:01:18 AM
763299 | NPS_EPA86_8080 | Analysis of Organic Chemicals Using EPA 8080 | 11NPSWRD_WQX | Multiple organic chemicals were analyzed using an approved EPA method. The method number of EPA 8080 was given, but it is not known if the method was 8080A, 8080B, or 8080C. |  |  | 11/2/2018 10:01:19 AM
763297 | NPS_EPA86_8240 | Analysis of Volatile Organic Chemicals Using EPA 8240 | 11NPSWRD_WQX | Multiple semi-volatile organic chemicals were analyzed using an approved EPA method. The method number of EPA 8240 was given, but it is not known if the method was 8240A or 8240B. |  |  | 11/2/2018 10:01:17 AM
762806 | NPS_EPA91_AVS | Acid Volatile Sulfide Simultaneously Extracted Metals in Sediments by Allen et al. 1991 (EPA-821-R-91-100) | 11NPSWRD_WQX | The samples were analyzed for acid volatile sulfide-simultaneously extracted metals (AVS-SEM) by the procedure described in EPA-821-R-91-100 by Allen et al. (1991). |  |  | 10/16/2018 6:42:50 PM
763575 | NPS_EPADWR76RAD | Gross Alpha and Gross Beta Radioactivity by Gas-Proportional Counter | 11NPSWRD_WQX | Gross-alpha/gross-beta counting is a semi quantitative technique for measuring overall radioactivity in water samples without extensive sample preparation. This method is most often applied for screening purposes. The method has the advantage of being sensitive to activity from a wide range of radionuclides, but does not inherently provide qualitative information about the identity of the radioactive isotopes present. Samples are prepared by evaporation to dryness on a planchet. Gross alpha and beta emissions are measured on the dried residue using a gas-proportional counter by a method specified by the U.S. Environmental Protection Agency (1976). Count rates from the detector are converted to and reported as activities. More details of the methodology can be found in American Public Health Association (1985). |  |  | 11/8/2018 5:48:36 PM
763685 | NPS_EPA_351.3 | EPA Method 351.3 | 11NPSWRD_WQX | Analysis was performed following EPA Method 351.3. |  |  | 11/12/2018 3:27:26 PM
763088 | NPS_EPA_8020 | EPA Method 8020 Aromatic Volatile Organics by Gas Chromatography | 11NPSWRD_WQX | EPA Method 8020 is used to determine the concentration of various aromatic volatile organic compounds by gas chromatograph. Samples are introduced into the GC using direct injection. A temperature program is used in the gas chromatograph to separate the organic compounds. Detection is achieved by a photo-ionization detector (PID). |  |  | 10/17/2018 2:14:01 PM
762809 | NPS_EPA_8270 | Analysis of Semi-volatile Organic Chemicals Using EPA 8270 | 11NPSWRD_WQX | Multiple semi-volatile organic chemicals were analyzed using an approved EPA method. The method number of EPA 8270 was given, but it is not known if the method was 8270A, 8270B, or 8270C. |  |  | 11/14/2018 10:00:06 AM
763293 | NPS_EPA_M8015 | Analysis of Petroleum Hydrocarbons Using Modified EPA 8015 | 11NPSWRD_WQX | Multiple petroleum hydrocarbons were analyzed using a modified EPA method 8015, but the modifications were not specified. |  |  | 11/2/2018 10:01:17 AM
763051 | NPS_EPA_RBP2 | EPA Rapid Bioassessment Protocol Second Edition | 11NPSWRD_WQX | Methods to score habitat quality using EPA?s Rapid Bioassessment Protocols, Second Edition (Barbour et al. 1999; downloadable at: http://water.epa.gov/scitech/monitoring/rsl/bioassessment/index.cfm). |  |  | 10/17/2018 8:53:39 AM
763484 | NPS_EPS53_O18 | Oxygen Isotope Ratio by Carbon Dioxide Equilibration Technique, Epstein and Mayeda,1953 | 11NPSWRD_WQX | The following description of the laboratory's protocol for oxygen isotope analysis was copied from the INSTAAR Lab website: Water samples submitted for oxygen isotopic analyses are logged into our SIL sample database where all pertinent information about each sample is recorded and each sample is assigned a sequential internal SIL Sample ID number. Our method of isotopic analysis is based on Epstein and Mayed (1953). All samples are held in refrigerated storage until such time when 2 ml aliquots from each sample are pipetted into 5 ml glass auto sampler vials with for analysis. Care is taken to minimize evaporation of samples or standards. The remaining 3 ml headspace in the vials is filled with CO2 using a Plexiglas enclosure that floods the manifolds, vials and surrounding area with pure CO2. Vials are positioned carefully in a matching rack, just below the manifold itself. All areas are flushed for 2 minutes with CO2 tank gas entering through the manifold, and along the sides of the chamber, venting on the ends. After 2 minutes, the manifold is gently lowered onto the vials as a group; engaging the 'O-ring' fitted vial ports into the vials. The samples are then placed in a custom sealed chamber that accommodates the rack-manifolds of 18 samples or standards. Typically, a rack contains 14 samples and 4 standards. Each rack-manifold is placed along with others in an enclosed equilibration block, where the temperature is controlled at 25°C (± 0.1°C), the point at where equilibration fractionation factors are well known. Samples and standards are allowed to equilibrate for a minimum of 8 hours, at which time, the CO2 becomes isotopically representative of the oxygen 18 ratio in the sample or standard. For the isotopic analysis of the headspace CO2, a Micromass Optima Dual Inlet mass spectrometer used. The headspace CO2 of the sample or standard is expanded into the mass spectrometer, via the sample bellows. The CO2 is fed into the mass spectrometer where the gas is ionized, accelerated by a ~3kv electric field. The resulting ion beams are then separated by a fixed magnet that surrounds the flight tube into their constituent masses (44,45, and 46), and currents are measured on collectors (faraday cups). Sample and reference gas are alternated to achieve statistically significant ratio counts. The ratio of the beam currents is then converted to a delta value using standard notation, and the results are logged by the controlling computer. Computer files with sample data are post processed, where QA/QC evaluations are performed. The samples are drift corrected for measured differences between water standards of known values. In addition, a second, isotopically different (>150?) standard is analyzed in the same run as if it were a sample. The determined value is compared to its known value as a secondary QA/QC check on all performed corrections. The internal lab water standards are calibrated annually against water standards obtained from the International Atomic Energy Agency (IAEA), V-SMOW, SLAP, and GISP. We also frequently exchange and compare standards with other laboratories. Results are reported relative to V-SMOW in per mil (?). Typical reproducibility between multiple standards in one set of samples is ± 0.06 ? in delta 18O. Digital results of the analyses are retained on three different hard drives, as well as a paper copy, for future reference and QA/QC. If requested, samples can be returned. |  |  | 11/8/2018 5:48:31 PM
763590 | NPS_ETGAGE | ETGage Evapotranspiration Simulator | 11NPSWRD_WQX | A ceramic evaporator at the top of the instrument responds to sun and weather as plants do. Water is drawn from a reservoir. The water level falls in the sight tube one inch for each inch used by your plants. Replaceable green canvas covers modify the evaporation rate to simulate ET from field crops or grass. Rain cannot get into the instrument. |  |  | 11/8/2018 6:04:07 PM
762891 | NPS_EVER_AWD | Evermann Average Width and Depth Measurements | 11NPSWRD_WQX | Width and depth of the stream were measured and averaged for the distance over which the current measurements were made. Current measurements were usually timed over a 50 or 100 foot distance. |  |  | 10/17/2018 9:14:46 AM
762892 | NPS_EVER_SCFT | Evermann Stream Current Measurement by Timing Float | 11NPSWRD_WQX | The rate of the current was obtained by timing a floater, and the rate given is usually the average of the results of several tests. Usually the floater was timed for a distance of 50 to 100 feet. |  |  | 10/17/2018 9:14:46 AM
762893 | NPS_EVER_VOL | Evermann Stream Discharge Estimate | 11NPSWRD_WQX | Stream discharge was determined using the width, depth, and velocity measurements. The measurements were taken under rather than over; hence the volume determined for each stream is believed to be slightly under the exact amount. The volume given is the number of gallons the stream discharges per minute. |  |  | 10/17/2018 9:14:46 AM
763606 | NPS_EXT341450P | Extech 341450P Oyster pH/Temperature/Conductivity Meter | 11NPSWRD_WQX | Temperature, pH and conductivity readings taken with an Extech Instruments 341450-P electronic probe. |  |  | 11/8/2018 6:04:38 PM
762937 | NPS_FC/FS_RATIO | Fecal Coliform/Fecal Streptococcus Ratio by Calculation | 11NPSWRD_WQX | The fecal coliform/fecal streptococcus ratio was determined by a simple calculation of dividing the fecal coliform values by the fecal streptococcus values (units for both are the same). |  |  | 11/8/2018 6:19:42 PM
732681 | NPS_FIELD_ATEMP | Air Temperature Measurement by Thermometer | 11NPSWRD_WQX | Temperature of the air was measured in the field with a thermometer of unknown manufacturer and model. Unknown; 19--; No Cite - Method Not Cited; Unknown; Vol -- |  |  | 2/7/2019 3:32:06 PM
732641 | NPS_FIELD_WTEMP | Field Measurement of Water Temperature by Thermometer | 11NPSWRD_WQX | Temperature of the water was measured in the field with a thermometer. Unknown; 19--; No Cite - Method Not Cited; Unknown; Vol -- |  |  | 2/7/2019 3:31:23 PM
762837 | NPS_FIMS_UNKN | Mercury by Flow Injection Mercury System | 11NPSWRD_WQX | Mercury was determined by Flow Injection Mercury System (FIMS) of unknown manufacturer and model. |  |  | 10/16/2018 6:37:57 PM
763653 | NPS_FISHAC_AP84 | Fisher Scientific accumet Waterproof AP84 Portable pH/Dissolved Oxygen Meter | 11NPSWRD_WQX |  |  |  | 11/12/2018 9:38:17 AM
763620 | NPS_FISHER_120 | pH by Fisher Accumet Model 120 pH Meter | 11NPSWRD_WQX | pH was determined by a Fisher Accumet Model 120 pH meter. |  |  | 11/9/2018 9:19:57 AM
763656 | NPS_FISHER_152 | Fisher Model 152 Conductivity Meter | 11NPSWRD_WQX |  |  |  | 11/12/2018 9:38:18 AM
732763 | NPS_FISHER_5PH | pH by Fisher Model 5 pH Meter | 11NPSWRD_WQX | pH was determined by a Fisher Model 5 pH meter. Unknown; 19--; No Cite - Method Not Cited; Unknown; Vol-- |  |  | 10/19/2016 10:53:40 AM
762976 | NPS_FISH_FORK | Fish Fork Length Measurement | 11NPSWRD_WQX |  |  |  | 10/16/2018 2:00:48 PM
762977 | NPS_FISH_WEIGHT | Fish Weight Measurement | 11NPSWRD_WQX |  |  |  | 10/16/2018 1:25:05 PM
743444 | NPS_FLOAT_FLOW | Discharge Determined by Float Method | 11NPSWRD_WQX | Flow velocity was measured with a float and discharge was calculated based on stream dimensions. |  |  | 11/12/2018 3:27:26 PM
732655 | NPS_FLOAT_VEL | Stream Velocity Approximated by Float Method | 11NPSWRD_WQX | Stream velocity was approximated by timing a floating object over a measured distance. |  |  | 10/17/2018 8:54:36 AM
763517 | NPS_FLOWPROBE | Flow Probe Hand-held Flowmeter | 11NPSWRD_WQX | From: Forestry Suppliers, Inc. Ideal for storm run-off studies or flow measurings of rivers, streams, canals, and sewers. Incorporates true velocity averaging for the most accurate measurement possible. The probe shaft is available in lengths that extend from 3´ to 6´ and from 5´ to 15´. Located on the bottom tip is a protected Turbo-Prop sensor which uses the most advanced positive displacement technique available. For minimal friction, this 2" Turbo-Prop sensor rotates freely on a bearing shaft with no mechanical interconnections. Magnetic material in the propeller passes a pickup coil in the housing producing electrical impulses. These electrical impulses are then carried by wire to a readout display on top of the handle. This readout display amplifies and converts the signal into feet/meters per second readings. Instantaneous velocity and true average velocity are then displayed. A unique two-button keypad allows other functions to be displayed including maximum velocity, time-of-day, stop watch, totalizer for batch flows, and RPM for accurate low velocity measurement. Features a padded gun-type carrying case and long life watch-type batteries for readout display (no battery required for Turbo-Prop). Probe can be extended up to 25´ with standard PVC pipe and electrical extension cable. Specifications ? Range: 0.3 to 15 FPS (0.1 to 4.5 MPS). Accuracy: average velocity ±0.1 FPS, instantaneous velocity ±0.5 FPS. Averaging: true digital running average. Display: LCD. Sensor Type: protected Turbo-Prop propeller with electromagnetic pickup. Weight: 2 lbs. Size: probe expands from 3´ to 6´, sensor housing is 2" in dia. x 3"L. Materials: PVC handle and propeller housing, anodized aluminum shaft, brass bearing. Power: Internal replaceable watch-type batteries with one-year life. Operating temperature: 0°F to 120°F. |  |  | 11/8/2018 9:03:00 AM
743443 | NPS_FLOW_RATECU | Discharge/Flow Determined Via a Rating Curve | 11NPSWRD_WQX |  |  |  | 11/13/2018 5:19:33 PM
762663 | NPS_FLOW_STAGE_EST | Estimate of Stream flow or Stage Based on Human Judgment | 11NPSWRD_WQX | Estimate of stream flow or stage based on human judgment in relation to normal measured conditions. |  |  | 8/8/2018 9:08:05 AM
736111 | NPS_FLOW_USGS | Instantaneous Discharge from Nearby USGS Stream Flow Gage | 11NPSWRD_WQX | Unknown; 19--; No Cite - Method Not Cited; Unknown; Vol -- |  |  | 2/7/2019 3:32:06 PM
743447 | NPS_FLUME_FLOW | Discharge Determined by Flume | 11NPSWRD_WQX | Discharge was determined with a flume. Other procedure details are unknown. |  |  | 11/8/2018 5:48:07 PM
762816 | NPS_FLUORO_UNKN | Chlorophyll and Pheophytin by Fluorometer | 11NPSWRD_WQX | Chlorophyll and pheophytin was measured by a fluorometer of unknown manufacturer and model. |  |  | 11/14/2018 10:00:34 AM
762908 | NPS_FOLK80_SED | Sediment Size Analysis by Sieving | 11NPSWRD_WQX | The methods outlined in "Petrology of Sedimentary Rocks" (Folk, 1980) on pages 29 through 48, were followed to determine sediment grain sizes. |  |  | 10/16/2018 12:06:05 PM
763568 | NPS_GCA_87/86SR | Strontium Isotope Analysis by Solid Source Mass Spectrometry | 11NPSWRD_WQX | Strontium isotope (87Sr/86Sr) analyses of water samples were performed using solid source mass spectrometry (Taylor, 2000; Bullen and others, 1996). This procedure normalized 87Sr/86Sr results (as ratios) for natural and analytical fractionation to 8.37521. |  |  | 11/8/2018 5:48:31 PM
762794 | NPS_GCECD_UNKN | Organic Chemicals by Gas Chromatograph with Electron Capture Detector | 11NPSWRD_WQX | Organic chemicals were analyzed by a gas chromatograph with electron capture detector (GC-ECD) of unknown manufacturer and model. |  |  | 10/16/2018 6:41:23 PM
762795 | NPS_GCMS_UNKN | Organic Chemicals by Gas Chromatograph-Mass Spectrophotometer-Mass Spectrophotometer (GC-MS) | 11NPSWRD_WQX | Organic chemical concentrations were determined by a gas chromatograph-mass spectrophotometer (GC-MS) of unknown manufacturer and model. |  |  | 11/2/2018 1:52:56 PM
763815 | NPS_GFAASOLEARY | Sediment and Rock Gold Analysis Method of O'Leary and Meier 1996 | 11NPSWRD_WQX | Sediment and rock samples for gold analysis were digested using a hydrobromic acid-bromine digestion, an MIBK extraction, and then gold was determined on the solutions by flame AAS . However, samples with gold concentrations of less than 0.050 ppm were subsequently analyzed by graphite-furnace AAS, which has a 0.002 ppm lower determination limit for gold O'Leary and Meier (1996). |  |  | 11/13/2018 8:24:51 PM
762796 | NPS_GFAAS_UNKN | Select Elements by Graphite Furnace Atomic Absorption Spectrophotometer | 11NPSWRD_WQX | Select elements were analyzed by Graphite Furnace Atomic Absorption Spectrophotometer (GFAAS) of unknown manufacturer and model. |  |  | 11/2/2018 1:52:56 PM
763542 | NPS_GLOBALFLOW | Discharge Determined by Global Flow Meter | 11NPSWRD_WQX | Flow velocity was measured with a Global Flow Meter and discharge was calculated based on stream dimensions. |  |  | 11/8/2018 5:33:41 PM
763697 | NPS_GLOBALWL-14 | Global Water WL-14 Water Level Logger | 11NPSWRD_WQX | Water levels were monitored with a Global Water Model WL-14 Water Level Logger. |  |  | 11/12/2018 5:43:42 PM
762898 | NPS_GOM2030_DCM | General Oceanics Model 2030 Digital Current Meter | 11NPSWRD_WQX | Current speed was measured using a General Oceanics Model 2030 digital current meter, equipped with a low-speed rotor. |  |  | 10/16/2018 9:38:07 AM
762973 | NPS_GRADIENT | Stream Gradient Clinometer Measurement | 11NPSWRD_WQX | Stream gradient was determined with a clinometer and measuring tape. |  |  | 10/16/2018 1:25:05 PM
743680 | NPS_GRAN_ALK | Alkalinity by Gran Titration | 11NPSWRD_WQX | Water samples were analyzed for alkalinity by Gran titration. |  |  | 1/29/2019 4:09:54 PM
763063 | NPS_GRAPH_DOSP | Dissolved Oxygen Saturation Percent from Graph | 11NPSWRD_WQX | The dissolved oxygen saturation percent was read from a graph based on the dissolved oxygen (in mg/l) and water temperature. |  |  | 10/17/2018 8:54:39 AM
762805 | NPS_GRAVUN_LIPD | Lipid Determination by Gravimetric Method | 11NPSWRD_WQX | Lipids were determined by a gravimetric method. The procedure was not specified. |  |  | 10/16/2018 6:37:56 PM
762811 | NPS_GRAVUN_MOIS | Percent Moisture Determination by Gravimetric Method | 11NPSWRD_WQX | Percent moisture was determined by a gravimentric method. The procedure was not specified. |  |  | 11/14/2018 10:00:10 AM
733486 | NPS_GRMN_GM541S | Depth by Garmin GPSMAP 541s with Transducer | 11NPSWRD_WQX | Depth was measured by Garmin GPSMAP 541s with a transducer (sonar). |  |  | 4/24/2018 9:28:48 AM
763219 | NPS_GS-2175FLOW | USGS/Rantz Method for Stream Discharge Measurement | 11NPSWRD_WQX | Stream discharge was determined by the procedure documented by S.E. Rantz in the 1982 USGS Water Supply Paper 2175. |  |  | 11/1/2018 5:29:49 PM
763674 | NPS_GS03-4174_N | Dissolved Nitrogen in Water by Alkaline Persulfate Digestion - USGS WRI No. 03-4174 | 11NPSWRD_WQX | Total dissolved nitrogen in water was analyzed by alkaline persulfate digestion as specified by Patton and Kryskalla 2003 in U.S. Geological Survey Water Resources Investigations, No. 03-4174. |  |  | 11/13/2018 6:59:01 PM
763578 | NPS_GS2175-82FL | Discharge Determined by Portable Flume, 1982 U.S. Geological Survey Water-Supply Paper 2175 | 11NPSWRD_WQX | A portable flume was used for determining discharge when depths are too shallow and velocities too low for a current-meter measurement of discharge. The portable flume used by the U.S. Geological Survey is a modified form of the standard Parshall flume |  |  | 11/8/2018 5:48:47 PM
763569 | NPS_GS2175-82PY | Discharge Determined by Pygmy Meter | 11NPSWRD_WQX | A pygmy meter was used to measure velocity and calculate discharge |  |  | 11/8/2018 5:48:32 PM
763571 | NPS_GS2175-82VL | Discharge Determined by Volume | 11NPSWRD_WQX | Discharge was measured volumetrically with a timer and container of known volume. This method was used when flow was too shallow for the pygmy meter or when flow was less than 25 L/min. |  |  | 11/12/2018 3:20:58 PM
763487 | NPS_GS79-101_IC | Selected Anions in Water by Ion Chromatography-USGS WRI No. 79-101. | 11NPSWRD_WQX | Determination of selected anions in water by ion chromatography. U.S. Geological Survey Water Resources Investigations,No. 79-101. |  |  | 11/7/2018 3:21:14 PM
763675 | NPS_GS92-146_P | Total Phosphorus by Kjeldahl Digestion, Automated Colorimetric Finish, and Dialysis - USGS Open-File Report No. 92-146 | 11NPSWRD_WQX | Total phosphorus was measured by Kjeldahl digestion, automated colorimetric finish, and dialysis techniques as described by Patton and Truitt 1992 in U.S. Geological Survey Open-File Report No. 92-146. |  |  | 11/12/2018 3:20:57 PM
763671 | NPS_GS92-634_ME | Metals in Water by Inductively-Coupled Plasma Mass Spectrometry - USGS Open-File Report No. 92-634 | 11NPSWRD_WQX | Metals concentrations in water were determined using inductively-coupled plasma mass spectrometry as specified by Faires 1993 in U.S. Geological Survey Open-File Report No. 92-634. |  |  | 11/12/2018 3:20:57 PM
763248 | NPS_GS93-638 | Automated Colorimetric Method for NO3+NO2, Nitrite, Ammonium, and Orthophosphate Ions, USGS Open-File Report 93?638 | 11NPSWRD_WQX | An air-segmented continuous-flow analyzer (Alpkem RFA-300) was used to implement the automated, colorimetric method. The system components included a 301 sampler, a 302 peristaltic pump, a 313 analytical cartridge base, a 314 power module, three 305A photometers, and a PC-based data acquisition and processing system. |  |  | 11/8/2018 5:48:31 PM
763242 | NPS_GS94-358TRA | Trace Elements by Inductively Coupled Plasma-Mass Spectrometer, USGS Open-File Report No. 94-358 | 11NPSWRD_WQX | Trace element determinations (excluding mercury) were performed in triplicate on undiluted field-preserved samples by inductively coupled plasma-mass spectrometer (ICP-MS) using a Perkin Elmer Elan Model 6000 ICP-MS. |  |  | 11/8/2018 5:48:31 PM
763240 | NPS_GS95-426A | Determination of Dissolved Chloride, Nitrate, and Sulfate by Ion Chromatography, USGS Open-File Report No. 95-426A | 11NPSWRD_WQX | Analyte determination was made by ion exchange chromatography using a modified Dionex 2002i/SP series ion chromatograph. |  |  | 11/8/2018 5:48:31 PM
763816 | NPS_GS96525_HG | Mercury Cold-vapor AAS Method of O'Leary and others 1996 | 11NPSWRD_WQX | Mercury was measured in sediment, rock, and water samples using the cold-vapor AAS technique of O'Leary and others (1996). The sediment and rock samples were decomposed with nitric acid and sodium dichromate. Preserved water samples were analyzed directly. Mercury (II) was reduced in the solutions to elemental mercury gas with hydroxylamine hydrochloride and stannous chloride in a continuous flow system, releasing mercury into the quartz cell of an atomic absorption spectrophotometer where the mercury concentration was determined. |  |  | 11/13/2018 8:24:51 PM
763672 | NPS_GS99-093_M | Determination of Specific Metals Using ICP-MS: U.S. Geological Survey Open-File Report 99?093 | 11NPSWRD_WQX | Determination of dissolved arsenic, boron, lithium, selenium, strontium, thallium, and vanadium using inductively coupled plasma-mass spectrometry as reported in U.S. Geological Survey Open-File Report 99?093 by J.R. Garbarino and others. |  |  | 11/12/2018 3:20:57 PM
763782 | NPS_GSNWQL_GCMS | USGS NWQL Analyses of Pesticides and Organic Chemicals by Gas Chromatography-Mass Spectroscopy | 11NPSWRD_WQX | Pesticides and organic chemicals were analyzed at the USGS National Water Quality Laboratory in Denver by gas chromatography-mass spectroscopy. |  |  | 11/13/2018 7:16:06 PM
763781 | NPS_GSNWQL_TIC | USGS NWQL Analyses of Organic Chemicals by Total Ion Chromatography | 11NPSWRD_WQX | Water samples were sent directly to the USGS National Water Quality Laboratory in Denver for analysis by total ion chromatography (TIC). The TIC scan was used as an organic compound screening tool. The TIC scan technique was useful for detecting compounds amenable to extraction by dichloromethane and detection by gas chromatograph-mass spectrometer. These compounds included certain pesticides, industrial pollutants, petroleum products, and natural organic compounds. The TIC scan concentrations do not consider the differences in chemical properties of the constituents relative to the internal standard; therefore, the values are treated as semi-quantitative, and concentration values cannot be compared. |  |  | 11/13/2018 7:16:00 PM
763783 | NPS_GSO112695_A | Acetochlor in Water by Automated Solid-Phase Extraction and Gas Chromatography, USGS Method O-1126-95 | 11NPSWRD_WQX | Acetochlor was determined according to methods outlined by Lindley et al. 1996. The methodology is the same as described in U.S. Geological Survey Method O-1126-95 by Zaugg et al. 1995, although acetochlor was not one of the analytes. Lindley et al. 1996 describes the procedure for acetochlor as follows. The samples are filtered at the collection site using glass-fiber filters with 0.7 um pore diameter to remove suspended particulate matter. Filtered water samples are pumped through disposable polypropylene SPE columns containing porous silica coated with an octadecyl (C-18) phase that is chemically bonded to the surface of the silica. The SPE columns are dried using a gentle stream of carbon dioxide or nitrogen gas to remove residual water. The absorbed pesticides and metabolites are then removed from the SPE columns by elution with a hexane-isopropanol (3:1) solution. The eluant is further evaporated by a gentle stream of nitrogen. Extracts of the eluant are analyzed by capillary-column GC-MS operated in the SIM (Selected Ion Monitoring) mode. |  |  | 11/13/2018 7:16:07 PM
763784 | NPS_GSO200201_P | Pesticides by Solid-Phase Extraction and Gas Chromatography/Mass Spectrometry, USGS Method O-2002-01 | 11NPSWRD_WQX | Pesticides were determined according to USGS method O-2002-01 as outlined by Sandstrom et al. 2001. Water samples are filtered to remove suspended particulate matter and then are pumped through disposable solid-phase extraction columns that contain octadecyl-bonded porous silica to extract the analytes. The columns are dried by using nitrogen gas, and adsorbed analytes are eluted with ethyl acetate. Extracted analytes are determined by capillary-column gas chromatography/mass spectrometry with selected-ion monitoring of three characteristic ions. An optional on-site extraction procedure allows for samples to be collected and processed at remote sites where it is difficult to ship samples to the laboratory within the recommended pre-extraction holding time. The method complements existing U.S. Geological Survey Method O-1126-95 (NWQL Schedules 2001 and 2010) by using identical sample preparation and comparable instrument analytical conditions so that sample extracts can be analyzed by either method to expand the range of analytes determined from one water sample. |  |  | 11/13/2018 7:16:07 PM
763785 | NPS_GSO512995_P | Organochlorine Pesticides and PCBs by Dual Capillary-Column Gas Chromatography, USGS Method O-5129-95 | 11NPSWRD_WQX | Organochlorine pesticides and polychlorinated biphenyls were determined according to USGS method O-5129-95 as outlined by Foreman et al. 1995. using dual capillary- column gas chromatography with electron-capture detection. This method isolates the organochlorine pesticides, toxaphene, and polychlorinated biphenyls (PCBs) by solvent extraction with dichlorobenzene, removes inorganic sulfur, large naturally occurring molecules, and other unwanted interferences by gel permeation chromatography, and further cleans up and class fractionates the extract using adsorption chromatography. The compounds then are instrumentally determined using dual capillary-column gas chromatography with electron-capture detection. The method also is designed to allow the simultaneous isolation of 79 other semivolatile organic compounds, which are separately quantified using gas chromatography with mass spectrometric detection. The method was developed in support of the U.S. Geological Survey's National Water-Quality Assessment program. |  |  | 11/13/2018 7:16:08 PM
763786 | NPS_GSO513095_S | Semivolatile Organic Compounds by Extraction, Fractionation and Gas Chromatography/Mass Spec., USGS Method O-5130-95 | 11NPSWRD_WQX | Semivolatile organic compounds were determined according to USGS method O-5130-95 as outlined by Furlong et al. 1996. The semivolatile organic compounds (SOCs) are extracted by solvent extraction, followed by partial isolation using high-performance gel permeation chromatography (GPC). The SOCs then are qualitatively identified and quantitative concentrations determined by capillary-column gas chromatography/mass spectrometry (GC/MS). This method also is designed for an optional simultaneous isolation of polychlorinated biphenyls (PCBs) and organochlorine (OC) insecticides, including toxaphene. When OCs and PCBs are determined, an additional alumina- over-silica column chromatography step follows GPC cleanup, and quantitation is by dual capillary- column gas chromatography with electron-capture detection (GC/ECD). The samples are centrifuged to remove excess water and extracted overnight with dichloromethane. The extract is concentrated, centrifuged, and then filtered through a 0.2-micrometer polytetrafluoro-ethylene syringe filter. Two aliquots of the sample extract then are quantitatively injected onto two polystyrene- divinylbenzene GPC columns connected in series. The SOCs are eluted with dichloromethane, a fraction containing the SOCs is collected, and some co-extracted interferences, including elemental sulfur, are separated and discarded. The SOC-containing GPC fraction then is analyzed by GC/MS. When desired, a second aliquot from GPC is further processed for OCs and PCBs by combined alumina-over-silica column chromatography. The two fractions produced in this cleanup then are analyzed by GC/ECD. |  |  | 11/13/2018 7:16:08 PM
763673 | NPS_GSTAM065B1 | Elements by Collision/Reaction Cell Inductively-Coupled Plasma Mass Spectrometry | 11NPSWRD_WQX | Elements were analyzed using the collision/reaction cell inductively coupled plasma-mass spectrometry procedures as outlined by Garbarino et al. 2006 in U.S. Geological Survey Techniques and Methods 2006. |  |  | 11/12/2018 3:20:57 PM
763241 | NPS_GSTWRI79ALK | Total Alkalinity by Automated Gran Titration USGS TWRI 1979 | 11NPSWRD_WQX | Total alkalinity was analyzed by an automated Gran titrametric procedure using sulfuric acid as the titrant described by Skougstad et al., 1979. |  |  | 11/8/2018 5:48:31 PM
763244 | NPS_GSTWRI83DOC | Dissolved Organic Carbon by Infrared Absorption Spectrophotometry USGS TWRI 1983 | 11NPSWRD_WQX | Dissolved organic carbon was determined by oxidation of the organic carbon in the sample to carbon dioxide, which was subsequently measured by an infrared absorption spectrophotometric technique (Wershaw and others, 1983). |  |  | 11/8/2018 5:48:31 PM
763670 | NPS_GSTWRI89_I | Iodide by USGS TWRI 1989 | 11NPSWRD_WQX | Iodide was determined according to procedures in the U.S. Geological Survey 1989, Techniques of Water-Resources Investigations, Book 5, Chapter A-1. |  |  | 11/12/2018 3:20:57 PM
763562 | NPS_GSTWRI97AIR | Air Temperature by Thermometer USGS TWRI 1997 | 11NPSWRD_WQX | Air temperature was measured with a thermometer according to methods outlined in the U.S. Geological Survey, Techniques of Water-Resources Investigations Book 9, Chapter 6.1. |  |  | 11/12/2018 3:20:57 PM
763566 | NPS_GSTWRI97ALK | Field Alkalinity Determined with pH meter and Alkalinity Kit USGS TWRI 1997 | 11NPSWRD_WQX | Alkalinity was determined in the field using a pH meter and alkalinity kit according to methods outlined in the U.S. Geological Survey, Techniques of Water-Resources Investigations Book 9, Chapter 6.6. |  |  | 11/12/2018 3:20:57 PM
763564 | NPS_GSTWRI97CO3 | Dissolved Carbonate Determined by Titrimetry USGS TWRI 1997 | 11NPSWRD_WQX | The carbonate portion of alkalinity was determined in the field using a pH meter and alkalinity kit according to methods outlined in the U.S. Geological Survey, Techniques of Water-Resources Investigations Book 9, Chapter 6.6. |  |  | 11/8/2018 5:48:31 PM
763573 | NPS_GSTWRI97HCO | Dissolved Bicarbonate Determined by Titrimetry USGS TWRI 1997 | 11NPSWRD_WQX | The bicarbonate portion of alkalinity was determined in the field using a pH meter and alkalinity kit according to methods outlined in the U.S. Geological Survey, Techniques of Water-Resources Investigations Book 9, Chapter 6.6. |  |  | 11/8/2018 5:48:33 PM
763570 | NPS_GSTWRI97SPC | Specific Conductance USGS TWRI 1997 | 11NPSWRD_WQX | Specific conductance was measured according to methods outlined in the U.S. Geological Survey, Techniques of Water-Resources Investigations Book 9, Chapter 6.3. |  |  | 11/12/2018 3:20:57 PM
763565 | NPS_GSTWRI97_DO | Dissolved Oxygen USGS TWRI 1997 | 11NPSWRD_WQX | Dissolved oxygen was measured according to methods outlined in the U.S. Geological Survey, Techniques of Water-Resources Investigations Book 9, Chapter 6.2. |  |  | 11/8/2018 5:48:31 PM
763572 | NPS_GSTWRI97_PH | pH by pH Meter USGS TWRI 1997 | 11NPSWRD_WQX | pH was measured with a pH meter according to methods outlined in the U.S. Geological Survey, Techniques of Water-Resources Investigations Book 9, Chapter 6.4. |  |  | 11/12/2018 3:20:57 PM
763563 | NPS_GSTWRI97_WT | Water Temperature by Thermometer USGS TWRI 1997 | 11NPSWRD_WQX | Surface water temperature was measured with a thermometer according to methods outlined in the U.S. Geological Survey, Techniques of Water-Resources Investigations Book 9, Chapter 6.1. |  |  | 11/12/2018 3:20:57 PM
763676 | NPS_GS_RSIL1574 | Deuterium/Hydrogen Ratio of Water by USGS Reston Stable Isotope Lab Code 1574 | 11NPSWRD_WQX | The Deuterium/Hydrogen ratio in water was determined with mass spectrometry as outlined in USGS NWQL Schedule 1142, Reston Stable Isotope Lab Code 1574. |  |  | 11/12/2018 3:20:57 PM
763677 | NPS_GS_RSIL489 | O18/O16 Ratio of Water by USGS Reston Stable Isotope Lab Code 489 | 11NPSWRD_WQX | The O18/O16 ratio in water was determined using with mass spectrometry as outlined in USGS NWQL Schedule 1142, Reston Stable Isotope Lab Code 489. |  |  | 11/12/2018 3:20:57 PM
762974 | NPS_GURLEY_625 | Teledyne Gurley Pygmy Meter Model no. 625 | 11NPSWRD_WQX | Water velocity was measured with a Teledyne Gurley Pygmy Meter Model no. 625 and used to calculated flow. |  |  | 10/16/2018 1:25:05 PM
763536 | NPS_GWFM-FP101 | Global Water Flow Meter FP101 | 11NPSWRD_WQX | Global Water flow meter used to measure velocity by gently moving the meter back and forth in the water until an average velocity is calculated. The stream depth is measured in three locations and the stream width is also measured. All three measurements are multiplied together to calculate the discharge flow. |  |  | 11/8/2018 4:24:25 PM
736117 | NPS_GW_FP101201 | Water Velocity by Global Water FP101-FP201 Probe | 11NPSWRD_WQX | Water velocity was measured by Global Water FP101-FP201 probe. Unknown; 19--; No Cite - Method Not Cited; Unknown; Vol -- |  |  | 2/7/2019 3:32:17 PM
732725 | NPS_H&B84_AQHAB | Aquatic Habitat Variables by Hamilton and Bergersen 1984 | 11NPSWRD_WQX | Aquatic habitat variables were analyzed by methods presented in Hamilton and Bergersen 1984. Hamilton, K. and E.P. Bergersen; 1984; Methods to Estimate Aquatic Habitat Variables; Colorado Cooperative Fishery Research Unit, Colorado State University, Fort Collins, CO; 1 vol. |  |  | 2/1/2017 4:18:51 PM
763393 | NPS_HA99_ACO2 | Total Alkalinity and Carbon Dioxide by Hernandez-Ayon et al 1999 with Potentiometric Titration | 11NPSWRD_WQX | Total alkalinity and carbon dioxide were measured as specified in Hernandez-Ayon et al 1999 with potentiometric titration. SUMMARY: The titration cell is an elongated, water-jacketed container made out of glass. There is a Teflon stopcock on one side and on the other side, the cell extends into a large, tapered, threaded, neck. A tapered, hollow ?plug? is made to fit snugly into the neck and can be tightly fixed to it by a threaded plastic collar. Through the plug are placed an Orion ?Ross? combination pH electrode, a 2 ml syringe (barrel and plunger), a glass burette tip, a sealable plastic conduit for introducing the sample and a thermocouple for sensing temperature. All of the above are sealed into the plug with silicone cement to form a solid stopper. The volume of the system is determined precisely by weighing the cell before and after filling with distilled water. The cell volume is approximately 30 ml and its volume was determined to be 0.033% (one standard deviation) by weighing. Approximately 2 ml of acid are used during the titration. The system is closed and the volume of acid added is compensated by displacement of the syringe plunger. In order to prevent mixing of the samples with the atmosphere, samples are obtained with 50 ml syringes. The samples are then introduced into the cell via the conduit, and allowed tofill the cell slowly, displacing the air above it, without producing bubbles. The cell is allowed to fill and overflow. When the volume of water in the syringe approaches the last 5 ml, the cell is tipped upward to allow any bubbles that may have formed to leave the cell via the stopcock. After bubbles have been removed, the cell is then sealed by turning the stopcock, the syringe is removed, and the conduit itself is also sealed (it has a Luer-lock syringe stopcock). The cell is thermostated and the sample temperature is read from the thermocouple output. A magnetic stirrer is used to stir the sample. The pH is calculated from the initial stable potential reading prior to the addition of acid. (Prior storage of the samples in a waterbath ensures that constant temperature and a stable potential are achieved quickly). The pH electrode is calibrated separately in the cell against the standard seawater buffers aminopyridine and trishydroxymethylaminomethane (tris). The titration commences after the initial mV has been recorded and terminates after the second peak (bicarbonate) has been clearly passed. After a sample has been analyzed, the cell must be rinsed and purged of CO2 adsorbed on the glass walls. This is done by unscrewing the `plug' from the body of the cell, rinsing the cell copiously with distilled water, and then drying the walls with a hand-held, pistol-shaped, hair drier. Two automatic titrators were used in this work. The first was a commercial titrator (Radiometer TT85) with the electrometer output coupled to a personal computer via the RS-232 port. The second titrator, used presently, consists of a programmable Kloehn precision syringe, a personal computer and a radiometer research-grade pH meter connected to the RS-232 port of the computer. The Kloehn syringe is connected to the mouse port. A computer program written in BASIC controls the syringe and reads the electrometer. While the volume of acid added and the ?stabilization time? between readings are selectable by the operator, we chose those values which provided good peak definition and reproducibility. A 15 ml addition every 10 s was found to give good peaks with the Kloehn pump. Eighty-seven points were recorded during the 14.5 min. titration. After a titration, the data are processed in a MATLAB program that calculates the difference derivative, does a spline interpolation, filters, and computes peak positions and values. Standard 0.1 M HCl was made up in NaCl to bring the ionic strength to 0.7 M. The acid was calibrated against seawater certified as reference material (CRM) for TCO2. |  |  | 11/2/2018 1:52:56 PM
763622 | NPS_HACH10020 | Nitrate by Hach DR 890 Colorimeter with Hach Procedure 10020 | 11NPSWRD_WQX | Nitrate was measured by a Hach DR 890 Colorimeter with Hach Procedure 10020 (Chromotropic Acid Method). |  |  | 11/9/2018 9:20:22 AM
763650 | NPS_HACH150 | Hach Model 150 Conductivity Meter | 11NPSWRD_WQX |  |  |  | 11/12/2018 9:38:14 AM
763506 | NPS_HACH16046 | Hach Model 16046 Portable Dissolved Oxygen Meter | 11NPSWRD_WQX | Dissolved oxygen meter. |  |  | 11/7/2018 4:05:03 PM
763651 | NPS_HACH175 | Hach Model 175 DO Meter | 11NPSWRD_WQX |  |  |  | 11/12/2018 9:38:15 AM
763529 | NPS_HACH2010DR | Hach DR2010 Spectrophotometer | 11NPSWRD_WQX |  |  |  | 11/13/2018 7:17:41 PM
762914 | NPS_HACH2100A | Hach Model 2100A Laboratory Turbidimeter | 11NPSWRD_WQX | Turbidity measured in the lab using a Hach Turbidimeter model 2100A. |  |  | 11/9/2018 9:19:56 AM
732838 | NPS_HACH2100P | Hach Model 2100P Portable Turbidimeter | 11NPSWRD_WQX | Turbidity Range: 0-1000 NTU in automatic range mode Accuracy: +/- 2% of reading or +/- 1 least significant digit from 0-500 NTU Resolution: 0.01 on lowest range Method: EPA 180.1 Turbidity by Nephelometry |  |  | 11/14/2018 9:00:13 AM
763042 | NPS_HACH700IRON | Iron by Hach DR/700 Portable Colorimeter | 11NPSWRD_WQX | Iron (all soluble and some insoluble forms) determined by the Hach DR/700 Portable Colorimeter. |  |  | 10/16/2018 6:45:42 PM
763621 | NPS_HACH8155 | Ammonia by Hach DR 890 Colorimeter with Hach Procedure 8155 | 11NPSWRD_WQX | Ammonia was measured by a Hach DR 890 Colorimeter with Hach Procedure 8155 (Salicylate Method). |  |  | 11/9/2018 9:20:22 AM
762759 | NPS_HACH8203 | Hach Alkalinity Method 8203 Water Analysis Handbook | 11NPSWRD_WQX |  |  |  | 10/17/2018 8:53:23 AM
763039 | NPS_HACH8203ED3 | Hach Alkalinity Method 8203, 3rd Edition,1997 WAH | 11NPSWRD_WQX | Alkalinity was determined by Digital Titrator following Hach Method 8203 from the 1997 Edition Hach Water Analysis Handbook. |  |  | 11/8/2018 5:33:32 PM
763040 | NPS_HACH8213 | Hach Total Hardness Method 8213 | 11NPSWRD_WQX | Total Hardness was determined with a Hach Digital Titrator with EDTA Method 8213. |  |  | 10/16/2018 6:45:41 PM
763064 | NPS_HACHOX2P_DO | Dissolved Oxygen by HACH DO Test Kit Model OX-2P | 11NPSWRD_WQX | Dissolved oxygen was determined using HACH DO Test Kit Model OX-2P according to manufacturer's instructions. |  |  | 10/17/2018 8:54:39 AM
763033 | NPS_HACHPOK_NO3 | Nitrate by Hach Pocket Colorimeter | 11NPSWRD_WQX | Nitrate was determined with a Hach Pocket Colorimeter. |  |  | 10/16/2018 6:45:41 PM
763062 | NPS_HACHPOK_PH | pH by HACH Pocket Pal pH Tester | 11NPSWRD_WQX | pH was measured by HACH Pocket Pal pH Tester. |  |  | 10/17/2018 8:54:39 AM
763034 | NPS_HACHPOK_PO4 | Phosphate by Hach Pocket Colorimeter | 11NPSWRD_WQX | Phosphate was determined with a Hach Pocket Colorimeter. |  |  | 10/16/2018 6:45:41 PM
763061 | NPS_HACHPOK_TMP | Temperature by HACH Pocket Thermometer | 11NPSWRD_WQX | Temperature was measured by HACH Pocket Thermometer. |  |  | 10/17/2018 8:54:39 AM
763771 | NPS_HACHPOK_TRB | Turbidity by HACH Pocket Turbidimeter | 11NPSWRD_WQX | Turbidity was determined with the HACH Pocket Turbidimeter. |  |  | 11/13/2018 7:17:03 PM
763071 | NPS_HACHQTS_CL | Chloride by HACH Chloride Quantab Test Strips | 11NPSWRD_WQX | Chloride was determined by HACH Chloride Quantab Test Strips. |  |  | 10/17/2018 8:54:47 AM
763302 | NPS_HACHUNK_ALK | Total Alkalinity Determined by HACH Water Test Kit | 11NPSWRD_WQX | Total alkalinity was determined by HACH water test kit of unknown model. |  |  | 11/2/2018 10:01:23 AM
732701 | NPS_HACHUNK_HAR | Hardness Determined by HACH Water Test Kit | 11NPSWRD_WQX | Hardness was determined by HACH water test kit of unknown model. |  |  | 11/2/2018 10:01:23 AM
763303 | NPS_HACHUNK_PH | pH Determined by HACH Water Test Kit | 11NPSWRD_WQX | pH was determined by HACH water test kit of unknown model. |  |  | 11/2/2018 10:01:23 AM
763301 | NPS_HACHUNK_TEM | Water Temperature Determined by HACH Water Test Kit's Temperature Probe | 11NPSWRD_WQX | Water temperature was determined by HACH water test kit of unknown model. |  |  | 11/2/2018 10:01:23 AM
763371 | NPS_HACHUN_PH | pH by HACH pH Meter | 11NPSWRD_WQX | pH was measured using a Hach pH meter of unknown model number. |  |  | 11/2/2018 1:52:16 PM
762910 | NPS_HACH_44200 | Hach One pH Meter Model 44200 | 11NPSWRD_WQX | The pH was measured using a Hach One pH meter Model 44200. |  |  | 10/16/2018 10:25:54 AM
762911 | NPS_HACH_44600 | Hach Model 44600 Conductivity Meter | 11NPSWRD_WQX | The Hach Model 44600 Conductivity Meter is a compact battery-operated, 3.5 digit instrument suitable for both laboratory and field use. Temperature compensation is automatic. |  |  | 10/16/2018 10:25:54 AM
763067 | NPS_HACH_5-EP | HACH Hardness Test Kit Model 5-EP | 11NPSWRD_WQX | A HACH Model 5-EP Hardness Test Kit was used to determine hardness by drop count titration with EDTA. |  |  | 11/2/2018 3:59:24 PM
763422 | NPS_HACH_8-P | HACH Chloride Test Kit Model 8-P | 11NPSWRD_WQX | A HACH Model 8-P Chloride Test Kit was used to determine Chloride concentration by drop count titration with silver nitrate. |  |  | 11/12/2018 9:38:14 AM
763428 | NPS_HACH_8039 | HACH High Range Nitrate DR/700 HACH Method 8039 | 11NPSWRD_WQX | A HACH Model DR/700 Colorimeter following Hach method 8039 was used to determine nitrate levels in samples. |  |  | 11/2/2018 3:59:24 PM
763540 | NPS_HACH_8171 | Nitrate-Hach Method 8171, Cadmium Reduction Method | 11NPSWRD_WQX | Cadmium metal reduces nitrates present in the sample to nitrite. The nitrite ion reacts in an acidic medium with sulfanilic acid to form an intermediate diazonium salt which couples to gentisic acid to form an amber-colored product. |  |  | 11/8/2018 5:33:33 PM
763423 | NPS_HACH_AL-AP | HACH Alkalinity Test Kit Model AL-AP MG-L | 11NPSWRD_WQX | A HACH Model AL-AP MG-L Test Kit was used to determine alkalinity by drop count titration with sulfuric acid. |  |  | 11/2/2018 3:59:24 PM
744815 | NPS_HACH_AL-DT_ALK | Alkalinity by Titration Using HACH Test Kit Model AL-DT | 11NPSWRD_WQX | Alkalinity was determined by titration using HACH test kit model AL-DT. Unknown; 19--; No Cite - Method Not Cited; Unknown; Vol -- |  |  | 9/6/2018 2:05:04 PM
763218 | NPS_HACH_AL36DT | HACH Model AL-36DT Water Chemistry Kit | 11NPSWRD_WQX | HACH Model AL-36DT portable water chemistry kit |  |  | 11/1/2018 5:29:49 PM
762987 | NPS_HACH_ALK | Unspecified Hach Alkalinity Kit | 11NPSWRD_WQX | Filtered sample, titration with H2SO4. |  |  | 11/13/2018 9:59:17 AM
763429 | NPS_HACH_ALKDT | HACH Alkalinity Digital Titrator | 11NPSWRD_WQX | A HACH Digital Titrator was used to determine alkalinity by drop count titration with sulfuric acid. |  |  | 11/2/2018 3:59:24 PM
762970 | NPS_HACH_DOKIT | Dissolved Oxygen Determined by Hach Kit | 11NPSWRD_WQX | Dissolved oxygen was determined with a Hach Kit using prepackaged chemicals. |  |  | 10/16/2018 1:25:04 PM
732642 | NPS_HACH_DR-EL | Hach Direct Reading Engineer's Laboratory Kit Model DR-EL | 11NPSWRD_WQX | Various parameters were analyzed using a Hach Direct Reading Engineer's Laboratory Kit, Model DR-EL. |  |  | 11/12/2018 5:43:43 PM
732645 | NPS_HACH_DR-EL2 | HACH Direct Reading Engineer's Laboratory Kit Model DR-EL2 | 11NPSWRD_WQX | Various parameters were analyzed using a HACH Direct Reading Engineer's Laboratory Kit, Model DR-EL2. Unknown; 19--; No Cite - Method Not Cited; Unknown; Vol -- | DR-EL2 |  | 2/1/2017 4:09:48 PM
732664 | NPS_HACH_DR-EL4 | HACH Direct Reading Engineer's Laboratory Kit Model DR-EL4 | 11NPSWRD_WQX | Various parameters were analyzed using a HACH Direct Reading Engineer's Laboratory Kit, Model DR-EL4. Unknown; 19--; No Cite - Method Not Cited; Unknown; Vol-- | DR-EL4 |  | 2/1/2017 4:09:34 PM
732652 | NPS_HACH_DREL2K | HACH Direct Reading Engineer's Laboratory Kit Model 2000 DR-EL | 11NPSWRD_WQX | Various parameters were analyzed using a HACH Direct Reading Engineer's Laboratory Kit, Model 2000 DR-EL. Unknown; 19--; No Cite - Method Not Cited; Unknown; Vol-- | 2000 DR-EL |  | 2/1/2017 4:10:57 PM
763749 | NPS_HACH_EC10 | Hach Model EC10 pH Meter | 11NPSWRD_WQX |  |  |  | 11/13/2018 9:59:18 AM
763728 | NPS_HACH_ECOLOG | HACH Aquatic Ecology Test Kit | 11NPSWRD_WQX | Acidity, alkalinity, hardness, pH and dissolved oxygen were measured with a HACH Aquatic Ecology Test Kit. The test kits include titrations and color disc colorimetry. |  |  | 11/12/2018 6:00:53 PM
763823 | NPS_HACH_FE2 | Ferrous Iron by Colorimetry Using Single Beam Hach Spectrophotometer | 11NPSWRD_WQX | Ferrous iron was determined by colorimetry, using a microprocessor-controlled, single beam Hach spectrophotometer. Samples were introduced into an AccuVac Ampul and mixed quickly. Phenanthroline in the ampul reacts with ferrous iron in the sample to form an orange color in proportion to the ferrous iron concentration. Ferric iron does not react. The ampul was then placed into the spectrophotometer and concentration was measured. For concentrations higher than 3 ppm, solutions were diluted and re-analyzed. |  |  | 11/13/2018 8:24:53 PM
763430 | NPS_HACH_HARD | HACH Hardness Digital Titrator | 11NPSWRD_WQX | A HACH Digital Titrator was used to determine hardness by drop count titration with EDTA. |  |  | 11/2/2018 3:59:24 PM
763655 | NPS_HACH_HQ40D | HQ40d Dual-Input pH/Conductivity/LDO Dissolved Oxygen Meter | 11NPSWRD_WQX |  |  |  | 11/12/2018 9:38:18 AM
762943 | NPS_HACH_KIT | Parameter Determined by HACH Water Test Kit | 11NPSWRD_WQX | Parameter was determined by HACH water test kit of unknown model. |  |  | 11/8/2018 6:19:43 PM
762984 | NPS_HACH_N | Nitrate and Nitrite Determined by Hach NitraVer IV Powder Pillows and Spectrophotometry | 11NPSWRD_WQX | Nitrate and nitrite concentrations were measured with Hach Chemical Company NitraVer IV powder pillows and spectrophotometry. |  |  | 10/16/2018 1:25:24 PM
763424 | NPS_HACH_NI-14 | HACH Low Range Nitrate Test Kit Model NI-14 | 11NPSWRD_WQX | A HACH Low Range Nitrate Test Kit Model NI-14 with Color discs was used to determine nitrate levels of samples. |  |  | 11/2/2018 3:59:24 PM
762861 | NPS_HACH_ONEPH | Hach Model One pH Meter | 11NPSWRD_WQX | Data were collected using a portable Hach Model One pH meter. |  |  | 10/15/2018 6:33:30 PM
763425 | NPS_HACH_PH | HACH pH Paper | 11NPSWRD_WQX | HACH pH paper was used to determine the pH of samples. |  |  | 11/2/2018 3:59:24 PM
762988 | NPS_HACH_PO4 | Orthophosphates Determined by Hach PhosphoVer Powder Pillows and Spectrophotometry | 11NPSWRD_WQX | Orthophosphates concentrations were measured with Hach Chemical Company PhosphoVer powder pillows and spectrophotometry. |  |  | 10/16/2018 1:25:24 PM
763426 | NPS_HACH_SF-200 | HACH Sulfate Extinction Model SF-200 | 11NPSWRD_WQX | A HACH Model SF-200 was used to determine sulfate by the extinction/turbid metric method. |  |  | 11/2/2018 5:18:05 PM
763539 | NPS_HACH_SPCTRO | Hach Kit with spectrophotometer, unknown model or instrument number | 11NPSWRD_WQX | A field spectrophotometer of unknown model number and Hach Kit reagents were used to test for and quantify the parameter. |  |  | 11/8/2018 5:48:02 PM
763654 | NPS_HACH_SSION5 | Hach sensION5 Conductivity Meter | 11NPSWRD_WQX |  |  |  | 11/12/2018 9:38:17 AM
763774 | NPS_HACH_SSION6 | HACH SensION6 Dissolved Oxygen Meter | 11NPSWRD_WQX | Dissolved Oxygen was determined with the HACH SensION6 Dissolved Oxygen Meter. |  |  | 11/13/2018 7:00:03 PM
763829 | NPS_HACH_TACID | Total Acidity in the Field with Hach Titration Kit | 11NPSWRD_WQX | Total acidity measurements were collected using a field-portable Hach titration kit and titrating to the phenolphthalein endpoint. |  |  | 11/13/2018 8:24:53 PM
763068 | NPS_HACH_TDS | HACH TDS Pocket Pal | 11NPSWRD_WQX | A HACH TDS Pocket Pal was used to measure the Total Dissolved Solids of samples. |  |  | 11/2/2018 3:59:24 PM
732764 | NPS_HACH_TS | HACH Titration or Model DR/2010 Spectrophotometer | 11NPSWRD_WQX | Physical and/or chemical parameters were analyzed using HACH titration or Hach Model DR/2010 spectrophotometer. Unknown; 19--; No Cite - Method Not Cited; Unknown; Vol-- | DR/2010 |  | 10/19/2016 10:53:41 AM
762986 | NPS_HACH_TURB | Unspecified HACH Turbidity Meter | 11NPSWRD_WQX | Turbidity was determined by a HACH Turbidimeter of unknown model. |  |  | 11/9/2018 6:00:28 PM
762781 | NPS_HAMP77_UNH3 | Unionized Ammonia Calculation Based on Hampton 1977 | 11NPSWRD_WQX | The concentration of unionized ammonia (NH3) was calculated using information obtained from Hampton's 1977 report, 'Relationship Between Total Ammonia and Free Ammonia in Terrestrial and Ocean Waters.' |  |  | 10/16/2018 6:38:01 PM
763375 | NPS_HANNAPHEP5 | pH by Hanna pH ep5 pH and Temperature Pocket Meter | 11NPSWRD_WQX | pH was determined with a Hanna pH ep5 pH and Temperature Pocket Meter. |  |  | 11/2/2018 1:52:18 PM
763652 | NPS_HANNPHEP1 | Hanna Model pHep1 Pocket-Sized pH Meter | 11NPSWRD_WQX |  |  |  | 11/12/2018 9:38:16 AM
744809 | NPS_HANNPHEP2 | Hanna Model pHep2 Pocket-Sized pH Meter | 11NPSWRD_WQX |  |  |  | 10/16/2018 12:06:06 PM
762768 | NPS_HAN_8314_PH | Hanna Instruments HI 8314 Membrane pH Meter | 11NPSWRD_WQX |  |  |  | 11/2/2018 6:23:02 PM
763607 | NPS_HAN_DISTWPI | Hanna Instruments DiST Wpi Handheld Meter for Total Dissolved Solids | 11NPSWRD_WQX | Total Dissolved Solids data was collected with a Hanna Instruments DiST Wpi handheld meter |  |  | 11/8/2018 6:04:38 PM
735676 | NPS_HAS_M8321 | EPA/NPS-HAS Pesticides in Water by Liquid Chromatography-Mass Spectrometry Using Modified EPA 8321A | 11NPSWRD_WQX | For the EPA/NPS Human Activities Scan program, pesticides in water were measured by liquid chromatography-mass spectrometry (LCMS) using modified procedures from EPA 8321A with the instrument set in either the positive (+) or negative (-) mode. Unknown; 19--; No Cite - Method Not Cited; Unknown; Vol-- |  |  | 5/10/2017 10:58:13 AM
735677 | NPS_HAS_N1694 | EPA/NPS-EC PPCPs in Water by Liquid Chromatography-Mass Spectrometry Using EPA 1694, Negative Mode | 11NPSWRD_WQX | For the EPA/NPS Human Activities Scan program, pharmaceuticals and personal care products (PPCPs) in water were measured by liquid chromatography-mass spectrometry (LCMS) using procedures outlined in EPA 1694 with the instrument set in the negative (-) mode. Unknown; 19--; No Cite - Method Not Cited; Unknown; Vol -- |  |  | 5/10/2017 10:58:20 AM
735678 | NPS_HAS_P1694 | EPA/NPS-HAS PPCPs in Water by Liquid Chromatography-Mass Spectrometry Using EPA 1694, Positive Mode | 11NPSWRD_WQX | For the EPA/NPS Human Activities Scan program, pharmaceuticals and personal care products (PPCPs) in water were measured by liquid chromatography-mass spectrometry (LCMS) using procedures outlined in EPA 1694 with the instrument set in the positive (+) mode. Unknown; 19--; No Cite - Method Not Cited; Unknown; Vol -- |  |  | 5/10/2017 10:58:30 AM
763372 | NPS_HDR820_8039 | Nitrate by HACH DR 820 Colorimeter Procedures Manual Method #8039 | 11NPSWRD_WQX | Nitrate was determined by the cadmium reduction method as specified in the HACH DR 820 Colorimeter Procedures Manual in method #8039, pp. 163-170 (HACH 1997). |  |  | 11/2/2018 1:52:16 PM
763373 | NPS_HDR820_8178 | Phosphorus by HACH DR 820 Colorimeter Procedures Manual Method #8178 | 11NPSWRD_WQX | Phosphorus was determined by the amino acid method as specified in the HACH DR 820 Colorimeter Procedures Manual in method #8178, pp. 211-216 (HACH1997). |  |  | 11/2/2018 1:52:16 PM
763374 | NPS_HDR820_8237 | Turbidity by HACH DR 820 Colorimeter Procedures Manual Method #8237 | 11NPSWRD_WQX | Turbidity was determined by the absorptometric method as specified in the HACH DR 820 Colorimeter Procedures Manual in method #8237, pp. 225-228 (HACH 1997). |  |  | 11/2/2018 1:52:16 PM
762933 | NPS_HELLIGEC_UN | Hellige Comparator, Unknown Manufacturer | 11NPSWRD_WQX | Parameter was determined by Hellige Comparator of unknown manufacturer and model. |  |  | 10/16/2018 12:14:29 PM
762797 | NPS_HGAAS_UNKN | Select Elements by Hydride Generation Atomic Absorption Spectrophotometer (HGAAS) | 11NPSWRD_WQX | Select elements were analyzed by Hydride Generation Atomic Absorption Spectrophotometer (HGAAS) of unknown manufacturer and model. |  |  | 11/14/2018 10:00:10 AM
732643 | NPS_HGTHERMOMTR | Temperature by Mercury Thermometer | 11NPSWRD_WQX | Temperature was measured by a mercury thermometer. Unknown; 19--; No Cite - Method Not Cited; Unknown; Vol-- |  |  | 2/1/2017 4:09:34 PM
763328 | NPS_HG_H2OTEMP | Water Temperature Measured using a Standard Mercury Thermometer | 11NPSWRD_WQX | Temperature was measured using a standard mercury thermometers that are calibrated semiannually to an ASTM certified thermometer. |  |  | 11/2/2018 1:21:40 PM
763799 | NPS_HHPHOT_UNKN | Light by Hand-Held Photometer | 11NPSWRD_WQX | Light was measured by a hand-held photometer of unknown manufacturer. |  |  | 11/13/2018 7:17:09 PM
763043 | NPS_HI8733 | Hanna Specific Conductance Meter Model # HI8733 | 11NPSWRD_WQX | Specific conductance was measured with a Hanna conductivity meter model HI 8733. The manufacturer lists the instrument's measurement ranges as 0.1 to 199.9 umho/cm for Specific Conductance. |  |  | 10/16/2018 6:45:42 PM
763538 | NPS_HI991300 | Hanna Multi-probe Meter Model # HI991300 | 11NPSWRD_WQX | Multiple parameters were measured with a Hanna multi-probe model HI 991300. |  |  | 11/8/2018 5:33:32 PM
762799 | NPS_HLA900 | Particle Size Distribution by Horiba LA900 Particle Size Analyzer | 11NPSWRD_WQX | Sediment grain size distributions were measured using a laser diffraction (light-scattering) technique on a Horiba LA900 Particle Size Analyzer, which measures 74 (0.05 -1019 um) size classes. |  |  | 11/14/2018 10:00:07 AM
762864 | NPS_HNDHLD_TEMP | Hand-Held Thermometer | 11NPSWRD_WQX | Temperature was measured using a hand-held thermometer of unknown type or manufacturer. |  |  | 11/7/2018 3:21:12 PM
763001 | NPS_HOBOTEMPPRO | Onset Hobo Temp Pro Temperature Data Logger | 11NPSWRD_WQX | Temperature was measured at set intervals with an Onset Computer Corporation Hobo Temp Pro temperature data logger. |  |  | 11/12/2018 6:00:52 PM
763044 | NPS_HOBOUNKN | Onset HOBO Temperature Data Logger | 11NPSWRD_WQX | Temperature was measured at set intervals with an Onset Computer Corporation HOBO temperature data logger. The model number is unknown |  |  | 11/12/2018 6:00:43 PM
763537 | NPS_HORIBA_U-10 | Horiba U-10 Water Checker | 11NPSWRD_WQX | Measures dissolved oxygen, pH, salinity, specific conductance, turbidity, and water temperature. |  |  | 11/8/2018 4:24:25 PM
763777 | NPS_HORIBA_U22 | Field Measurements by Horiba U-22XD Multi-Parameter Water Quality Monitoring System | 11NPSWRD_WQX | Field measurements such as pH, temperature, electrical conductivity (EC), oxidation reduction potential (ORP), dissolved oxygen (DO), turbidity, total dissolved solids (TDS), water depth, salinity, and seawater specific gravity were measured by Horiba U-22XD multi-parameter water quality monitoring system consisting of a sensor probe, cable, and instrument. |  |  | 11/13/2018 7:15:56 PM
763628 | NPS_HORIBA_U7 | Oak Ridge Meter Measurements in the Field from Samples | 11NPSWRD_WQX | Field measurements were performed on a water sample using the Horiba Model U-7 Water Analyzer. The measurements were determined during the National Uranium Resource Evaluation under sampling guidance provided by the Oak Ridge Gaseous Diffusion Plant. Results were reported on field forms under the category 'General Water Samples.' |  |  | 11/14/2018 9:27:26 AM
763618 | NPS_HORIBA_UNK | Horiba Meter-Unknown Model | 11NPSWRD_WQX | Parameter was determined by a Horiba meter of unknown model. |  |  | 11/9/2018 9:19:56 AM
763220 | NPS_HYDRLAB4000 | Hydrolab Probe Model 4000 | 11NPSWRD_WQX | Data was collected on site using a portable HydroLab. |  |  | 11/1/2018 5:29:49 PM
762877 | NPS_HYDRLABSVR2 | Hydrolab Model SVR2-SU Probe | 11NPSWRD_WQX | A 'Hydrolab' (Model SVR2-SU, sonde unit) with multiple probes was used to record profiles of temperature, dissolved oxygen and salinity. |  |  | 10/16/2018 9:08:24 AM
763342 | NPS_HYDRLAB_DS4 | Hydrolab DataSonde 4 Data Logger Probes | 11NPSWRD_WQX |  |  |  | 11/2/2018 1:27:55 PM
763343 | NPS_HYDRLAB_MS | Hydrolab MiniSonde Data Logger Probes | 11NPSWRD_WQX |  |  |  | 11/14/2018 10:04:58 AM
763527 | NPS_HYDRLAB_SV2 | Hydrolab Surveyor II | 11NPSWRD_WQX | A Hydrolab Surveyor II was used to measure multiple parameters. |  |  | 11/8/2018 1:44:29 PM
763473 | NPS_HYDRLAB_UNK | Hydrolab Probe-Unknown Model | 11NPSWRD_WQX | Data was collected on site using an unknown model of Hydrolab Multi Probe Handheld Instrument. |  |  | 11/7/2018 3:21:10 PM
763408 | NPS_HYDROLA_H2O | Hydrolab H2O | 11NPSWRD_WQX |  |  |  | 11/2/2018 1:55:45 PM
762919 | NPS_HYDRO_SALI | Measurement of Salinity by Hydrometer | 11NPSWRD_WQX | Salinity was determined in the laboratory by means of a hydrometer. |  |  | 10/16/2018 10:26:55 AM
732837 | NPS_HYDR_M&D_4A | Hydrolab MiniSonde 4a or Hydrolab DataSonde 4a | 11NPSWRD_WQX | Attended/Handheld |  |  | 11/14/2018 9:00:13 AM
763245 | NPS_HYDSCOUT2 | Hydrolab Scout 2 Probe | 11NPSWRD_WQX | Data were collected using a portable Hydrolab Scout 2 model probe |  |  | 11/13/2018 10:18:56 AM
763740 | NPS_HYD_H2O_SC2 | Hydrolab H2O DataSonde and Scout 2 Display Unit | 11NPSWRD_WQX | Data were collected using a submersible Hydrolab H2O DataSonde and a Scout 2 display unit. |  |  | 11/13/2018 9:46:38 AM
763724 | NPS_IBC_DO_TEMP | IBC Dissolved Oxygen and Temperature Meter | 11NPSWRD_WQX | Dissolved oxygen and temperature data were obtained in situ with an IBC Dissolved Oxygen and Temperature Meter. The oxygen detector consists of a polarographic sensor which, utilizing a semipermeable membrane, measures the partial pressure of oxygen in gas or liquid. The instrument is temperature compensating to correct for the varying solublility of oxygen in water of varying temperatures. Temperature measurements were obtained through a thermistor incorporated into the meter. |  |  | 11/12/2018 5:47:39 PM
763817 | NPS_ICPAES_10E | Inductively Coupled Plasma-Atomic Emission Spectrometry 10-Element Partial-Extraction | 11NPSWRD_WQX | Concentrations of Ag, As, Au, Bi, Cd, Cu, Mo, Pb, Sb, and Zn were determined on samples by a 10-element ICP-AES partial extraction procedure developed by Motooka (1996). Samples were decomposed with concentrated hydrochloric acid and hydrogen peroxide in a hot-water bath. Metals were extracted in diisobutyl ketone (DIBK)/Aliquat 336 in the presence of ascorbic acid and potassium iodide. The DIBK/Aliquat 336 phase was then aspirated directly into the argon plasma and element concentrations were determined simultaneously with a multi-channel ICP-AES instrument. |  |  | 11/13/2018 8:24:51 PM
763818 | NPS_ICPAES_40E | Inductively Coupled Plasma-Atomic Emission Spectrometry 40-Element Total Digestion | 11NPSWRD_WQX | Samples were digested and analyzed following the procedure of Briggs (1996). Samples were digested using a mixture of hydrochloric, nitric, perchloric, and hydrofluoric acids, and the solutions were heated at 110 C until dry. Additional perchloric acid and water were added to the residue and the mixture was then taken to dryness at 150 C. Aqua regia and dilute nitric acid were added to the residue to bring the solution to a final volume, the solution was heated at 95 C for an hour, and then, after cooling, the sample was aspirated into the argon plasma and element concentrations were determined simultaneously with a multi-channel ICP-AES instrument. |  |  | 11/13/2018 8:24:51 PM
763821 | NPS_ICPAES_TMES | Inductively Coupled Plasma-Atomic Emission Spectrometry Trace and Major Element Scan | 11NPSWRD_WQX | Acidified water samples were analyzed for major (Al, Ca, Fe, K, Mg, Na, and Si) and selected trace elements following the ICP-AES method of Briggs and Fey (1996). Water samples collected in 1994 were preconcentrated by a factor of 20 to 1 by evaporation at 100 ºC and subsequent dissolution the residue in nitric acid. The residue solutions were then aspirated into the plasma and element concentrations were determined by ICP-AES. The preconcentration step was used when specific conductivities for the water samples were less than 2000 microsiemens/cm; water samples with conductivities greater than 2000 microsiemens/cm were not preconcentrated and were analyzed directly by ICPAES, using a modification of the method by Lichte and others (1987). |  |  | 11/13/2018 8:24:52 PM
763832 | NPS_ICPAES_W | Tungsten ICP-AES Method Developed by Doughten and Aruscavage 1996 | 11NPSWRD_WQX | A separate ICP-AES method was used to determine tungsten in sediment and rock samples, the ion-exchange separation ICP-AES method developed by Doughten and Aruscavage (1996). The samples were decomposed with nitric, hydrofluoric, and hydrochloric acids and then evaporated to dryness. The residue was dissolved in hydrochloric acid and this solution was passed through an ion-exchange column, where the chloride form of tungsten was adsorbed onto the resin. Tungsten was eluted from the resin, dissolved in hydrochloric acid, and determined by ICP-AES. |  |  | 11/13/2018 8:26:01 PM
763822 | NPS_ICPMS_MI | Inductively Coupled Plasma-Mass Spectrometry Meier and others 1994 | 11NPSWRD_WQX | Acidified-filtered and acidified-unfiltered waters, and water from the synthetic meteoric water leach test were analyzed to determine 64 elements by ICP-MS using a method developed by the U.S. Geological Survey (Meier and others, 1994). The method is used to determine over 60 elements directly in the water sample without the need for preconcentration or dilution. Element detection limits are in the sub-part-per-billion range and the working linear range is six orders of magnitude or more. By using derived response curves, percent of ionization, and natural isotopic abundances, estimates of concentrations for the elements can be determined in samples without the need of a calibration standard for every element. |  |  | 11/13/2018 8:24:52 PM
762813 | NPS_ICPMS_UNKN | Select Elements by Inductively Coupled Plasma Mass Spectrophotometer | 11NPSWRD_WQX | Select elements were analyzed by Inductively Coupled Plasma Mass Spectrophotometer (ICP-MS) of unknown manufacturer and model. |  |  | 11/14/2018 10:00:16 AM
762798 | NPS_ICP_AES | Unknown ICP/AES (inductively-coupled plasma/atomic emission spectroscopy) Analysis | 11NPSWRD_WQX | The specific source and number of the procedure used for analyzing constituent by Inductively Coupled Plasma/ Atomic Emission Spectroscopy is not known. |  |  | 11/13/2018 7:16:56 PM
763580 | NPS_ICP_METALS | Metals by Unknown ICP Procedure | 11NPSWRD_WQX | The specific source and number of the procedure used for analyzing metals by Inductively Coupled Plasma is not known |  |  | 11/13/2018 8:02:55 PM
763820 | NPS_IC_PHEN79 | Ion Chromatography Modified Fishman and Pyen 1979 | 11NPSWRD_WQX | The anions Cl-, F-, NO3-, and SO42- were determined sequentially by ion chromatography on unfiltered, unacidified water samples following a modification (d'Angelo and Ficklin, 1996) of the procedure of Fishman and Pyen (1979). The raw water samples were kept cool from the time of collection until they were analyzed. The samples were injected into a chromatograph where ions of interest separate along an ion exchange separator column at different rates, depending on the affinity of each species for the ion-exchange resin. Samples then passed into a flow-through conductivity cell where the anions were detected and their peak heights were recorded. Unknown samples were compared with peak heights of reference standards to determine sample concentrations. |  |  | 11/13/2018 8:24:52 PM
763579 | NPS_INS98_DD | INSTAAR Hydrogen Isotope Analysis | 11NPSWRD_WQX | The following description of the laboratory's protocol for hydrogen isotope analysis was copied from the INSTAAR Lab website: Water samples submitted for hydrogen isotopic analyses are logged into our SIL sample database where all pertinent information about each sample is recorded and each sample is assigned a sequential internal SIL Sample ID number. All samples are held in refrigerated storage until such time when 2 ml aliquots from each sample are pipetted into 5 ml glass auto sampler vials with septa caps for analysis. A Micromass SIRA Series II Dual Inlet mass spectrometer is dedicated to analyzing hydrogen isotopes in water, using a Gilson autosampler coupled to a uranium reduction system for 24 hour automated operation (Vaughn et al. 1998). The samples are arranged in the autosampler for the analysis run into groups of seven, separated by one of 5 different, pre-calibrated internal lab standard waters which are chosen with the expected isotopic range of the samples in mind (ranging from -3? to ?430 ?, relative to V-SMOW). The autosampler automatically delivers 50 micro liters of water sample s and standards to a two position, six-port Valco valve, which flushes, isolates and then injects a 5-microliter sample volume to the heated expansion chamber. The sample in water vapor form is subsequently expanded into glass chambers where the pressure bleeds to the mass spectrometer through a heated (600° C) uranium reduction furnace. The resulting hydrogen escapes from the uranium and is fed into the mass spectrometer where the gas is ionized, accelerated by a approximately 3kv electric field. The resulting ion beams are then separated by a fixed magnet that surrounds the flight tube into their constituent masses, and currents are measured on collectors (faraday cups). Sample and reference gas are alternated to achieve statistically significant ratio counts. The ratio of the beam currents is then converted to a delta value using standard notation, and the results are logged by the controlling computer. Computer files with sample data are post processed, where QA/QC evaluations are performed. The samples are drift corrected for measured differences between water standards of known values. The ?memory? in the instrument from residuals of the previous sample is accounted for, based on previous memory determinations from widely varying standards of known values are analyzed sequentially. In addition, a second, isotopically different (>150?) standard is analyzed in the same run as if it were a sample. The determined value is compared to its known value as a secondary QA/QC check on all performed corrections. The internal lab water standards are calibrated annually against water standards obtained from the International Atomic Energy Agency (IAEA), V-SMOW, SLAP, and GISP. We also frequently exchange and compare standards with other laboratories. Results are reported relative to V-SMOW in per mil (?). Typical reproducibility between multiple standards in one set of samples is ±0.3? in delta D. (We quote ±1 ?). Digital results of the analyses are retained on three different hard drives, as well as a paper copy, for future reference and QA/QC. If requested, samples can be returned. |  |  | 11/8/2018 5:49:44 PM
763543 | NPS_INSITU_TROL | In-Situ Inc Troll Multi-parameter Water Quality Instrument, Unknown Model Number | 11NPSWRD_WQX | Physical characteristics were measured in the field with an In-Situ Inc Troll Multi-parameter Water Quality Instrument. The model number is unknown. |  |  | 11/8/2018 5:33:53 PM
763610 | NPS_INTROLL9000 | In-Situ TROLL 9000 Multi-Parameter Water Quality Monitor | 11NPSWRD_WQX |  |  |  | 11/9/2018 9:05:20 AM
762761 | NPS_INVERTS | Invertebrate Sample Processing | 11NPSWRD_WQX |  |  |  | 10/17/2018 8:53:23 AM
763382 | NPS_ISECCU_UNKN | Copper by Chalcogenide Ion Selective Electrode (ISE) | 11NPSWRD_WQX | Copper was measured by a chalcogenide ion selective electrode (ISE) of unknown manufacturer and model. |  |  | 11/2/2018 1:52:56 PM
763383 | NPS_ISEPH_UNKN | pH by Ion Selective Electrode (ISE) | 11NPSWRD_WQX | pH was measured by an ion selective electrode (ISE) of unknown manufacturer and model. |  |  | 11/2/2018 1:52:56 PM
762838 | NPS_ITGCMS_UNKN | Trace Analytes by Ion Trap Gas Chromatograph-Mass Spectrophotometer | 11NPSWRD_WQX | Trace analytes were analyzed by ion trap gas chromatograph-mass spectrophotometer of unknown manufacturer and model. |  |  | 10/16/2018 6:37:57 PM
736101 | NPS_JDCFLOWATCH | Air Speed, Water Velocity, and Temperatures by JDC Flowatch System | 11NPSWRD_WQX | Air speed, water velocity, and/or their temperatures were measured by JDC Flowatch system. Unknown; 19--; No Cite - Method Not Cited; Unknown; Vol -- |  |  | 2/7/2019 3:31:17 PM
763592 | NPS_KEEN86_NO3 | Nitrate Nitrogen in Soil by Colorimetric Method of Keeney and Nelson (1986) | 11NPSWRD_WQX | Nitrate nitrogen in soil was determined by the colorimetric method described by Keeney and Nelson, Nitrogen-Inorganic Forms. In Methods of Soil Analysis, Part 2 (2nd Edition) Agronomy Mono Graph, No. 9, 1986. |  |  | 11/8/2018 6:04:11 PM
763574 | NPS_KEND98_3H | Tritium by Liquid Scintillation Counting Technique | 11NPSWRD_WQX | Water samples were measured for tritium (3H), the radioactive isotope of hydrogen, using a liquid scintillation counting technique (Kendall and Caldwell, 1998) after pre-concentration by an electrolytic enrichment procedure. Results are reported in pCi/L with accompanying 2 sigma error in pCi/L. |  |  | 11/8/2018 5:48:35 PM
763559 | NPS_KENDALL85_D | Hydrogen Isotopes by Zinc Reducing Agent | 11NPSWRD_WQX | The hydrogen isotope ratios were determined by the quantitative conversion of a 10 µL aliquot of the water sample to hydrogen gas using zinc as a reducing agent (Kendall and Coplen, 1985). The water sample is introduced into a glass capsule containing approximately 50 g of zinc shot and then is baked at 435 °C for about 1 h. The glass capsule is then cracked, and the resultant H2 gas is released directly into a Nuclide 3-60 double collector mass spectrometer. The reproducibility of the delta D values is reported as 1 per mil. All data are reported in the standard delta-notation as a per mil variation from the SMOW (Standard Mean Ocean Water) standard where delta D per mil = {R(sample) - R(SMOW)/R(SMOW)} x1000 and where R = D/H. |  |  | 11/8/2018 5:48:12 PM
762751 | NPS_KESTREL4000 | Kestrel 4000 Pocket Weather Tracker | 11NPSWRD_WQX |  |  |  | 10/17/2018 8:53:18 AM
763456 | NPS_KL1954_3H | Analytical Procedure for Tritium | 11NPSWRD_WQX | The technique includes three electrolysis steps to enrich the tritium by a factor of 400 to 1000, deuterium analysis to check the enrichment, and Geiger counting using sample hydrogen with argon and ethylene. |  |  | 11/7/2018 3:03:34 PM
763776 | NPS_KNLTN84_C&P | Chlorophyll and Pheophytin by Fluorometer, Knowlton, 1984 | 11NPSWRD_WQX | Chlorophyll and pheophytin were determined using a fluorometer according to the methods outlined by Knowlton in 1984. |  |  | 11/13/2018 7:04:18 PM
763421 | NPS_KOCH_MPN | Most Probable Number Koch 1994 | 11NPSWRD_WQX | The MPN method outlined in Koch, 1994 was used along with enumeration media described in Standard Methods for the Examination of Water and Wastewater 17th Edition. |  |  | 11/2/2018 3:59:23 PM
734470 | NPS_LABVISITNOTES | Lab or Visit Notes Made During Sample Collection, Processing, or Analysis | 11NPSWRD_WQX | Notes made while collecting, processing, or analyzing samples. WQX requires that characteristic collected as part of a 'Sample-Routine' (sample sent to lab) must have an analytical procedure. Unknown; 19--; No Cite - Method Not Cited; Unknown; Vol -- |  |  | 3/7/2017 6:20:44 PM
763634 | NPS_LACHAT | Lachat AutoAnalyzer for Colorimetric Determination of Dissolved Inorganic Nutrients | 11NPSWRD_WQX |  |  |  | 11/14/2018 10:04:58 AM
763629 | NPS_LACHAT_8000 | Lachat Flow Injection Machine - QuickChem 8000 | 11NPSWRD_WQX |  |  |  | 11/9/2018 9:20:49 AM
736113 | NPS_LAM4491DR01 | Alkalinity by LaMotte Alkalinity Kit, Total 4491-DR-01 | 11NPSWRD_WQX | Alkalinity was determined by LaMotte Alkalinity Kit, Total 4491-DR-01 Direct Reading Titrator, 0-200 ppm. Unknown; 19--; No Cite - Method Not Cited; Unknown; Vol -- |  |  | 2/7/2019 3:32:06 PM
762939 | NPS_LAMOPH | LaMotte Colorimetric pH | 11NPSWRD_WQX |  |  |  | 11/12/2018 9:38:14 AM
736112 | NPS_LAMOT2020WE | Turbidity by LaMotte 2020we Turbidimeter | 11NPSWRD_WQX | Turbidity was measured with a LaMotte 2020we Turbidimeter. Unknown; 19--; No Cite - Method Not Cited; Unknown; Vol -- |  |  | 2/7/2019 3:32:06 PM
736104 | NPS_LAMOT312101 | Phosphate by LaMotte Low Range Phosphate in Water Test Kit 3121-01 | 11NPSWRD_WQX | Sample analyzed for phosphate using Low Range Phosphate in Water Test Kit Code 3121-01. Unknown; 19--; No Cite - Method Not Cited; Unknown; Vol -- |  |  | 2/7/2019 3:31:23 PM
736114 | NPS_LAMOT312102 | Phosphate by LaMotte Low Range Phosphate Kit 3121-02 | 11NPSWRD_WQX | Sample analyzed for phosphate using Low Range Phosphate Kit 3121-02, Low Range Comparator, 0.0-2.0 ppm. Unknown; 19--; No Cite - Method Not Cited; Unknown; Vol -- |  |  | 2/7/2019 3:32:06 PM
736116 | NPS_LAMOT335401 | Nitrate by LaMotte Nitrate Nitrogen Tablet Kit 3354-01 | 11NPSWRD_WQX | Sample analyzed for nitrate nitrogen using LaMotte Nitrate Nitrogen Tablet Kit 3354-01, Octa-Slide 02, 1-15 ppm. Unknown; 19--; No Cite - Method Not Cited; Unknown; Vol -- |  |  | 2/7/2019 3:32:06 PM
736105 | NPS_LAMOT4491DR | LaMotte Alkalinity Test Kit 4491-DR | 11NPSWRD_WQX | LaMotte Alkalinity Test Kit 4491-DR direct reading titrator. Unknown; 19--; No Cite - Method Not Cited; Unknown; Vol -- |  |  | 2/7/2019 3:31:23 PM
763594 | NPS_LAMOT4503DR | LaMotte Chloride Test Kit #4503-DR Model PSC-DR | 11NPSWRD_WQX | Sample analyzed for Chloride using LaMotte Kit Code #4503-DR Model PSC-DR (Incremental Titration) |  |  | 11/8/2018 6:04:38 PM
763595 | NPS_LAMOT4533DR | LaMotte Total Alkalinity Test Kit #4533-DR Model WT-MP-DR | 11NPSWRD_WQX | Samples analyzed for Total Alkalinity using LaMotte Kit Code #4533-DR Model WT-MP-DR |  |  | 11/8/2018 6:04:38 PM
763535 | NPS_LAMOT4824DR | LaMotte Total Hardness/ Calcium Hardness/Magnesium Hardness Kit # 4824-DR-LT Model PHT-CM-DR-LT | 11NPSWRD_WQX | Samples analyzed for Total Hardness, Calcium Hardness, and Magnesium Hardness using LaMotte Kit Code # 4824-DR-LT Model PHT-CM-DR-LT (Incremental Titration) |  |  | 11/8/2018 6:04:38 PM
736115 | NPS_LAMOT586401 | Ammonia by LaMotte Ammonia-Nitrogen Test Kit 5864-01 | 11NPSWRD_WQX | Sample analyzed for ammonia nitrogen using LaMotte Ammonia-Nitrogen Test Kit 5864-01. Unknown; 19--; No Cite - Method Not Cited; Unknown; Vol -- |  |  | 2/7/2019 3:32:06 PM
763596 | NPS_LAMOT7297DR | LaMotte Carbon Dioxide Test Kit #7297-DR Model PCO-DR (Incremental Titration) | 11NPSWRD_WQX | Samples analyzed for Carbon Dioxide using LaMotte Kit Code #7297-DR Model PCO-DR (Incremental Titration) |  |  | 11/8/2018 6:04:38 PM
736098 | NPS_LAMOT745901 | Salinity by LaMotte Salinity Test Kit 7459-01 | 11NPSWRD_WQX | Sample analyzed for salinity using LaMotte Salinity Test Kit Code 7459-01. Unknown; 19--; No Cite - Method Not Cited; Unknown; Vol -- |  |  | 2/7/2019 3:31:17 PM
736108 | NPS_LAMOTPHPT20 | pH by LaMotte pH PockeTester 20 | 11NPSWRD_WQX | pH was measured with a LaMotte pH PockeTester 20. Unknown; 19--; No Cite - Method Not Cited; Unknown; Vol -- |  |  | 2/7/2019 3:31:23 PM
736099 | NPS_LAMOTTE2020 | Turbidity by LaMotte 2020 Turbidimeter | 11NPSWRD_WQX | Turbidity was measured with a LaMotte 2020 Turbidimeter. Unknown; 19--; No Cite - Method Not Cited; Unknown; Vol -- |  |  | 2/7/2019 3:31:17 PM
763597 | NPS_LAMOTTE3119 | LaMotte Phosphate/Nitrate Test Kit #3119 Model NPL | 11NPSWRD_WQX | Sample analyzed for Phosphate and Nitrate as NO3 using LaMotte Kit Code #3119 Model NPL |  |  | 11/8/2018 6:04:38 PM
736103 | NPS_LAMOTTE3354 | Nitrate by LaMotte Nitrate Nitrogen Tablet Test Kit 3354 | 11NPSWRD_WQX | Sample analyzed for nitrate nitrogen using LaMotte Nitrate Nitrogen Tablet Test Kit Code 3354. Unknown; 19--; No Cite - Method Not Cited; Unknown; Vol -- |  |  | 2/7/2019 3:31:23 PM
763598 | NPS_LAMOTTE4456 | LaMotte Sulfide Test Kit #4456 PSI | 11NPSWRD_WQX | Sample analyzed for Sulfide using LaMotte Kit Code #4456 Model PSI |  |  | 11/8/2018 6:04:38 PM
763599 | NPS_LAMOTTE4463 | LaMotte Silica Test Kit #4463 Model PSI | 11NPSWRD_WQX | Sample analyzed for Silica using LaMotte Kit Code #4463 Model PSI |  |  | 11/8/2018 6:04:38 PM
763600 | NPS_LAMOTTE4795 | LaMotte Ammonia Test Kit #4795 Model PAN (Colorimetric) | 11NPSWRD_WQX | Samples analyzed for Ammonia using LaMotte Kit Code #4795 Model PAN (Colorimetric) |  |  | 11/8/2018 6:04:38 PM
736119 | NPS_LAMOTTE5860 | Dissolved Oxygen by LaMotte Dissolved Oxygen Test Kit 5860 | 11NPSWRD_WQX | Sample analyzed for dissolved oxygen using LaMotte Dissolved Oxygen Kit Code 5860. Unknown; 19--; No Cite - Method Not Cited; Unknown; Vol -- |  |  | 2/7/2019 3:32:33 PM
736106 | NPS_LAMOTTE5864 | Ammonia by LaMotte Ammonia Nitrogen Test Kit 5864 | 11NPSWRD_WQX | Sample analyzed for ammonia nitrogen using LaMotte Ammonia Nitrogen Test Kit Code 5864. Unknown; 19--; No Cite - Method Not Cited; Unknown; Vol -- |  |  | 2/7/2019 3:31:23 PM
763593 | NPS_LAMOTTE7414 | LaMotte Dissolved Oxygen Test Kit #7414 Model EDO | 11NPSWRD_WQX | Samples analyzed for Dissolved Oxygen using LaMotte Kit Code #7414 Model EDO |  |  | 11/8/2018 6:04:38 PM
763420 | NPS_LAMOTTETC-5 | LaMotte Coliform Indicator Test Kit | 11NPSWRD_WQX | Samples were tested for the presence or absence of coliforms using a LaMotte Company coliform indicator model TC-5, code 4-3616 test kit. Five individual vial tests plus a control were used at each site. An approximately 100 ml sample is collected in the provided sample bag containing a dechlorinating tablet. The sample bag is then whirled around three times to dissolve the tablet. Approximately 10 mL of sample were then aseptically poured from the sample bag into each media vial and left motionless for 44 to 48 hours. If the media became orange-yellow with bubbles, the test was considered positive for total coliforms, and a red media was indicative of a negative test. |  |  | 11/2/2018 3:59:23 PM
762938 | NPS_LAM_CONO3 | Nitrate by LaMotte Colorimetric Nitrate Test | 11NPSWRD_WQX | Nitrate was determined by the LaMotte Colorimetric Nitrate Test of unknown model. |  |  | 11/8/2018 6:19:42 PM
763534 | NPS_LAM_DHA3000 | LaMotte DHA-3000 Digital pH Meter | 11NPSWRD_WQX |  |  |  | 11/8/2018 4:24:24 PM
763533 | NPS_LAM_SC26617 | LaMotte Smart Colorimeter #26617 | 11NPSWRD_WQX | LaMotte Smart Colorimeter #26617 used to analyze water sample. |  |  | 11/8/2018 4:23:35 PM
763522 | NPS_LAM_SMARTC2 | LaMotte Smart 2 Colorimeter | 11NPSWRD_WQX |  |  |  | 11/8/2018 10:35:41 AM
763604 | NPS_LAWR130TUBE | Water Clarity (transparency) by 130cm Lawrence Enterprises Transparency Tube | 11NPSWRD_WQX | Water clarity (transparency) was determined with a 130-cm transparency tube which had a ?Secchi? design in the bottom. The tube was manufactured by Lawrence Enterprises. |  |  | 11/8/2018 6:04:38 PM
762775 | NPS_LDCMM_UNKN | Analysis of Mercury by Laboratory Data Control (LDC) Mercury Monitor | 11NPSWRD_WQX | Cold vapor atomic absorption spectrometry (CVAAS) was used for analysis of mercury from sample digest solutions utilizing a Laboratory Data Control (LDC) Mercury Monitor of unknown model attached to a TRC Model 4511 Strip Chart Recorder equipped with a 30 cm absorption cell and volume reaction cell. |  |  | 10/16/2018 6:38:01 PM
763329 | NPS_LECIA_SALIN | Salinity Measured by a Leica Temperature Compensating Refractometer | 11NPSWRD_WQX | A Leica temperature compensating refractometer was used to measure salinity. It is calibrated at the beginning and end of each series of measurements and is accurate to + - 1 ppt. |  |  | 11/2/2018 1:21:40 PM
763022 | NPS_LECO_WR12 | Total and Organic Carbon by LECO WR-12 Carbon Analyzer | 11NPSWRD_WQX | Total carbon and organic carbon were determined by a LECO model WR-12 Carbon Analyzer. |  |  | 10/16/2018 6:45:10 PM
732647 | NPS_LEGACY | Unspecified Standard Grab Sample Procedure | 11NPSWRD_WQX | Unspecified grab sample procedure. Unknown; 19--; No Cite - Method Not Cited; Unknown; Vol -- |  |  | 2/7/2019 3:31:54 PM
764365 | NPS_LICOR1800UW | LI-COR Scanning Radiometer Model LI-1800UW | 11NPSWRD_WQX | A LI-COR portable scanning radiometer (model LI-1800uw) was used for the measurements of UVR irradiance and attenuation. The LI-1800 is a completely self contained, battery-operated, microprocessor-controlled spectroradiometer for rapid acquisition of spectroradiometric, radiometric, and photometric data. Scan limits are 300 to 850 nm (optional 1100 nm), with selectable scan intervals of 1, 2, 5, or 10 nm. Approximately 600 scans from 350 to 850 nm with 2-nm step size fills the memory. The data reduction software includes routines for the conversion to quantum (photon flux) units, photosynthetically active radiation, illuminance, linear combinations of files, and ratios and products of files. LI-COR post-collection software also provides immersion corrections to maintain accuracy both above and below the water surface. |  |  | 2/5/2019 6:22:55 PM
762899 | NPS_LICOR185B | LI-COR Quantum Radiometer Photometer Model LI-185B | 11NPSWRD_WQX | PAR was measured using a Li-Cor Quantum Radiometer Photometer Model No. LI-185B (Li-Cor, Inc., Lincoln NE), equipped with an underwater sensor. The instrument detects the visible wavelengths of light that are most critical in primary production. |  |  | 11/9/2018 9:07:11 AM
762878 | NPS_LICORLI1000 | LiCor LI 1000 Data Logger Light Meter | 11NPSWRD_WQX | Light profiles were obtained using LiCor LI 1000 Data Logger light meter. |  |  | 10/16/2018 9:08:25 AM
763647 | NPS_LORENZEN | Chlorophyll a Using an Acetone Extract | 11NPSWRD_WQX | The water samples were filtered through a Whatman GFF filter. The filter was ground up and extracted with acetone. The chlorophyll levels in the acetone extract were then measured on a spectrophotometer as per Lorenzen (1966). |  |  | 11/14/2018 10:04:58 AM
763557 | NPS_LSC_TRITIUM | Tritium with Liquid Scintillation Counter | 11NPSWRD_WQX | The sample analysis was determined by a liquid scintillation counter which records beta decay in disintegrations per unit time. |  |  | 11/8/2018 5:48:11 PM
762954 | NPS_M-MFLOMATE | Marsh-McBirney FloMate Current Meter | 11NPSWRD_WQX |  |  |  | 10/16/2018 12:14:58 PM
735679 | NPS_M8321 | EPA/NPS-EC Pesticides in Water by Liquid Chromatography-Mass Spectrometry Using Modified EPA 8321A | 11NPSWRD_WQX | For the EPA/NPS Emerging Contaminants program, pesticides in water were measured by liquid chromatography-mass spectrometry (LCMS) using modified procedures from EPA 8321A with the instrument set in either the positive (+) or negative (-) mode. National Park Service - Water Resources Division and Inventory & Monitoring Program; 2017; Quality Assurance Project Plan for Surface Water Sampling for Pesticides, Pharmaceuticals, Personal Care Products in the National Park Service's Northern Colorado Plateau, Southern Colorado Plateau, Sierra Nevada, Great Lakes, Heartland, Sonoran Desert, and Southern Plains Inventory and Monitoring Networks: Describing Operations for the Year 2017; National Park Service - Water Resources Division and Inventory & Monitoring Program, Fort Collins, CO; 89 pp. |  |  | 4/5/2018 11:23:22 AM
763696 | NPS_MARKSONPH88 | Markson Science Digital pH Meter Model 88 | 11NPSWRD_WQX | Measurements of pH were made with a Markson Science Model 88 digital pH meter. |  |  | 11/12/2018 5:42:05 PM
762758 | NPS_MARSHMCBIRN | Marsh-McBirney Current Meter | 11NPSWRD_WQX | Field equipment used for measuring current velocity. |  |  | 11/1/2018 5:29:49 PM
732683 | NPS_MAR_201_FLO | Marsh McBirney Model 201 Electromagnetic Flowmeter | 11NPSWRD_WQX |  |  |  | 11/14/2018 10:04:59 AM
732839 | NPS_MAR_FLO2000 | Marsh-McBirney Flo-Mate Model 2000 Portable Flowmeter | 11NPSWRD_WQX | Marsh-McBirney, Inc.; November 2000; Marsh-McBirney, Inc. FLO-MATE Model 2000 Portable Flowmeter Instruction Manual; Marsh-McBirney, Inc.; 45p |  |  | 2/21/2019 10:15:27 AM
763073 | NPS_MDC01_FISH | Fish Species Abundance by Missouri Department of Conservation's Fischer and Ray 2001 | 11NPSWRD_WQX | Fish species abundance was recorded according to methods outlined in Missouri Department of Conservation's Fischer and Ray 2001. |  |  | 10/17/2018 8:55:17 AM
763072 | NPS_MDC99_FISH | Fish Species Abundance by Missouri Department of Conservation's Fischer and Weithman 1999 | 11NPSWRD_WQX | Fish species abundance was recorded according to methods outlined in Missouri Department of Conservation's Fischer and Weithman 1999. |  |  | 10/17/2018 8:55:17 AM
732659 | NPS_METERUNKN | Portable Meter or Probe (Unknown Model) | 11NPSWRD_WQX | Data were collected on site using a portable hand-held meter of unknown make and model. |  |  | 11/14/2018 10:00:17 AM
732676 | NPS_MILLIPOR_MF | Bacteria by Millipore Membrane Filter Method | 11NPSWRD_WQX | Bacteria were determined by Millipore membrane filter method. Method number and procedure were not specified. Unknown; 19--; No Cite - Method Not Cited; Unknown; Vol-- |  |  | 2/1/2017 4:10:22 PM
732660 | NPS_MINMAX_TEMP | Water Temperature by Minimum and Maximum Thermometer | 11NPSWRD_WQX | Water temperature was recorded in the field for the given start and end dates with a minimum-maximum thermometer of unknown manufacturer and model. Unknown; 19--; No Cite - Method Not Cited; Unknown; Vol-- |  |  | 2/1/2017 4:10:56 PM
762782 | NPS_MIOM4_MI730 | Dissolved Oxygen by Microelectrodes Inc. OM-4 Meter and MI-730 Electrode | 11NPSWRD_WQX | Dissolved oxygen was measured using a Microelectrodes, Inc., model OM-4 meter and MI-730 electrode. |  |  | 10/16/2018 6:38:01 PM
742054 | NPS_MISSING | Missing or Unknown Analytical Procedure | 11NPSWRD_WQX | Procedure wasn't required when data was originally stored. |  |  | 4/24/2018 9:27:52 AM
762947 | NPS_MPMF_MEA | Fecal Streptococcus Counts by Millipore Membrane Filter with M-Enterococcus Agar Media | 11NPSWRD_WQX | Fecal streptococcus counts were determined by the Millipore membrane filter technique using m-enterococcus agar media. |  |  | 11/8/2018 6:19:45 PM
762948 | NPS_MPMF_MFC | Fecal Coliform Counts by Millipore Membrane Filter with M-FC Media | 11NPSWRD_WQX | Fecal coliform counts were determined by the Millipore membrane filter technique using m-fc media. |  |  | 11/8/2018 6:19:45 PM
763528 | NPS_MRTK_TRNSMT | Martek Transmissometer, Unknown Model | 11NPSWRD_WQX | A Martek Transmissometer was used to measure light transmission. The specific model number is unknown. |  |  | 11/8/2018 1:44:30 PM
762890 | NPS_MULTI-PASS | Multi-Pass, Maximum Likelihood Population Estimate | 11NPSWRD_WQX | Fish populations were estimated with a multi-pass maximum likelihood population estimate method. |  |  | 10/16/2018 9:38:05 AM
762966 | NPS_MYRON532T2 | Myron L Company Model 532T2 DS Meter | 11NPSWRD_WQX |  |  |  | 10/16/2018 12:40:47 PM
763770 | NPS_NISTCT_AIRT | Air Temperature by NIST-Certified Thermometer | 11NPSWRD_WQX | Air temperature was measured with a thermometer with certificate of traceability by the National Institute of Standards & Technology (NIST). Manufacturer and model of thermometer are unknown. |  |  | 11/13/2018 7:17:03 PM
743472 | NPS_NONE | No Analytical Method for Result | 11NPSWRD_WQX | Although reported with a sample, this result is not part of an analysis; it is an observation or comment. |  |  | 10/9/2018 3:43:06 PM
763209 | NPS_NURE_LA1 | Los Alamos Delayed-Neutron Counting Analysis of Sediments for Uranium | 11NPSWRD_WQX | The procedure used was the Los Alamos Scientific Laboratory, Delayed-Neutron Counting Analysis of sediments for Uranium. The analysis was performed for samples collected during the National Uranium Resource Evaluation. |  |  | 11/14/2018 10:03:51 AM
763210 | NPS_NURE_LA2 | Los Alamos Procedure LA2, Energy Dispersive X-Ray Fluorescence Analysis of Sediments, Selected Parameters | 11NPSWRD_WQX | The procedure used was the Los Alamos Scientific Laboratory, Energy Dispersive X-Ray Fluorescence Analysis of sediments for Ag, Bi, Cd, Cu, Nb, Ni, Pb, Sn, and W. The analysis was performed for samples collected during the National Uranium Resource Evaluation. |  |  | 11/14/2018 10:03:51 AM
763419 | NPS_NURE_LA3 | Los Alamos Procedure LA3, Energy Dispersive X-Ray Fluorescence Analysis of Sediments, Selected Parameters | 11NPSWRD_WQX | The procedure used was the Los Alamos Scientific Laboratory, Energy Dispersive X-Ray Fluorescence Analysis of sediments for Ag, As, Bi, Cd, Cu, Nb, Ni, Pb, Se, Sn, W, and Zr (NOTE: Some LA3 analyses may include Mo - Noted only in Special Studies.) The analysis was performed for samples collected during the National Uranium Resource Evaluation. |  |  | 11/14/2018 9:28:15 AM
763211 | NPS_NURE_LA4 | Los Alamos Arc-Source Emission Spectrography Analysis of Sediments for Be and Li | 11NPSWRD_WQX | The procedure used was the Los Alamos Scientific Laboratory, Arc-Source Emission Spectrography Analysis of sediments for Beryllium and Lithium. The analysis was performed for samples collected during the National Uranium Resource Evaluation. |  |  | 11/14/2018 10:03:51 AM
763212 | NPS_NURE_LA5 | Los Alamos Neutron Activation Analysis of Sediments for Selected Parameters | 11NPSWRD_WQX | The procedure used was the Los Alamos Scientific Laboratory, Neutron Activation Analysis of sediments for Al, Au, Ba, Ca, Ce, Cl, Co, Cr, Cs, Dy, Eu, Fe, Hf, K, La, Lu, Mg, Mn, Na, Rb, Sb, Sc, Sm, Sr, Ta, Tb, Th, Ti, V, Yb, and Zn. The analysis was performed for samples collected during the National Uranium Resource Evaluation. |  |  | 11/14/2018 10:03:52 AM
763304 | NPS_NURE_LA6-DN | Los Alamos Delayed-Neutron Counting Analysis of Waters for Uranium | 11NPSWRD_WQX | The procedure used was the Los Alamos Scientific Laboratory, Delayed-Neutron Counting Analysis of waters for Uranium. The analysis was performed for samples collected during the National Uranium Resource Evaluation. |  |  | 11/14/2018 10:03:57 AM
763208 | NPS_NURE_LA6-FL | Los Alamos Fluorometry Analysis of Waters for Uranium | 11NPSWRD_WQX | The procedure used was the Los Alamos Scientific Laboratory, Fluorometry Analysis of waters for Uranium. The analysis was performed for samples collected during the National Uranium Resource Evaluation. |  |  | 11/14/2018 10:03:54 AM
763237 | NPS_NURE_LA7 | Los Alamos Plasma-Source Emission Spectrography Analysis of Waters for Selected Parameters | 11NPSWRD_WQX | The procedure used was the Los Alamos Scientific Laboratory, Plasma-Source Emission Spectrography Analysis of waters for Ca, Co, Cr, Cu, Fe, Mg, Mn, Mo, Ni, Pb, Ti, and Zn. The analysis was performed for samples collected during the National Uranium Resource Evaluation. |  |  | 11/14/2018 10:03:54 AM
763207 | NPS_NURE_LAF | Los Alamos Field Meters for Alaska NURE Monitoring | 11NPSWRD_WQX | Los Alamos Scientific Laboratory distributed two types of meters to its contractors to monitor water quality during the National Uranium Resource Evaluation in Alaska. The NURE database does not specify which of the two meters, a Martek Mark V water analyzer and probe or a Horiba water checker and probe, was used at individual field activities. |  |  | 11/14/2018 9:28:15 AM
763236 | NPS_NURE_LAPHF | Los Alamos pH Field Measurements | 11NPSWRD_WQX | Los Alamos Scientific Laboratory distributed two types of pH meters to be used for pH measurements at sites in the conterminous states for which LASL was responsible for field measurements and sample collections. The NURE database does not specify which of the two meters, a Kernco Ph Meter or Corning Model 3 Meter, was used at individual field activities. The LASL field manual states that when the pH of water is measured, the water should be as close to its natural (uncontaminated) condition as is reasonable. If sampling stream or pond water, try to measure its pH directly in the water at the site. Given this information pH measurements from pond, stream, and, assumedly, spring sources are being reported to STORET as field measurements/observations. |  |  | 11/14/2018 10:03:54 AM
763238 | NPS_NURE_LASCS | Los Alamos Procedure to Determine Specific Conductance Values in the Field from Samples | 11NPSWRD_WQX | Los Alamos Scientific Laboratory provided a Myron L Conductivity Meter to measure the conductivity of a water sample. LASL instructions state to first rinse the built-in white plastic cup three times with sample water. Then fill the cup with the sample water and press the READ button on the front of the meter. The meter needle will indicate the specific conductance in umho/cm, corrected automatically to a reference temperature of 25 degrees C. The range extender is a small, plastic accessory that is inserted into the sample cup to increase the scale range by a factor of 10 (to a maximum of 50 000 umho/cm). It is used whenever the reading is off-scale on the 1000 range (more than 5000 umho/cm). |  |  | 11/14/2018 10:03:54 AM
763235 | NPS_NURE_LATEMP | Los Alamos Temperature Field Measurements | 11NPSWRD_WQX | Los Alamos Scientific Laboratory provided two thermometers to be used for water and air temperatures at sites in the conterminous states for which LASL was responsible for field measurements and sample collections. LASL instructions said to hang one of the thermometers in the shade and immerse the second thermometer in the source water downstream from the water collection point. Field crew were suppose to allow several minutes for both thermometers to equilibrate before reading them. Furthermore, the thermometer was to be quickly read after removing it from the water. The thermometer measuring air temperature should have been adequately ventilated and shaded and protected from heat sources, including body heat, when a reading was taken. |  |  | 11/14/2018 10:03:51 AM
763553 | NPS_NURE_LL1-DN | Lawrence Livermore Lab Delayed-Neutron Counting Analysis of Sediments for Uranium | 11NPSWRD_WQX | The procedure used was Method Number LL1-DN, the Lawrence Livermore Laboratory Delayed -Neutron Counting Analysis of sediments for uranium. The analysis was performed for samples collected during the National Uranium Resource Evaluation. |  |  | 11/14/2018 9:27:10 AM
763554 | NPS_NURE_LL1-NA | Lawrence Livermore Lab Neutron Activation Analysis of Sediments for Selected Parameters | 11NPSWRD_WQX | The procedure used was Method Number LL1-NA, the Lawrence Livermore Laboratory Neutron Activation Analysis of sediments for Ag, Al, As, Ba, Br, Ca, Ce, Cl, Co, Cr, Cs, Dy, Eu, Fe, Hf, Hg, K, La, Lu, Mg, Mn, Na, Rb, Sb, Sc, Sm, Sr, Ta, Tb, Th, Ti, U, V, W, Yb, and Zn. The analysis was performed for samples collected during the National Uranium Resource Evaluation. |  |  | 11/14/2018 9:27:10 AM
763549 | NPS_NURE_LL2-DN | Lawrence Livermore Lab Delayed-Neutron Counting Analysis of Waters for Uranium | 11NPSWRD_WQX | The procedure used was Method Number LL2-DN, the Lawrence Livermore Laboratory Delayed -Neutron Counting Analysis of waters for uranium. The analysis was performed for samples collected during the National Uranium Resource Evaluation. |  |  | 11/14/2018 9:27:09 AM
763550 | NPS_NURE_LL2-ES | Lawrence Livermore Lab Optical Emission Spectrochemical (ICP) Analysis of Waters for Selected Parameters | 11NPSWRD_WQX | The procedure used was Method Number LL2-ES, Lawrence Livermore Laboratory Optical Emission Spectrochemical (ICP) Analysis of waters for Al, As, Ca, Cd, Cu, Fe, Li, Mg, Mo, Na, P, Si, Ti, V, and Zn. (Author's Note: This method may potentially contain B, Co, K, Mn, Ni, Pb, Se, Sr, U, and Zr analyses). The analysis was performed for samples collected during the National Uranium Resource Evaluation. |  |  | 11/13/2018 1:20:20 PM
763834 | NPS_NURE_LL2-NA | Lawrence Livermore Lab Neutron Activation Analysis of Waters for Selected Parameters | 11NPSWRD_WQX | The procedure used was Method Number LL2-NA, the Lawrence Livermore Laboratory Neutron Activation Analysis of waters for As, Ba, Br, Ca, Co, Cr, Cs, Fe, K, Mo, Na, Ru, Sb, Sc, Sm, Sr, Ta, Th, W, Yb, Zn and Zr. The analysis was performed for samples collected during the National Uranium Resource Evaluation. |  |  | 11/14/2018 9:27:09 AM
763551 | NPS_NURE_LL2-TA | Lawrence Livermore Lab Anion Optical Absorption (Technicon AutoAnalyzer) Analysis of waters for Chloride and Sulfate | 11NPSWRD_WQX | The procedure used was Method Number LL2-TA, Lawrence Livermore Anion Optical Absorption (Technicon AutoAnalyzer) Analysis of waters for Chloride and Sulfate. The analysis was performed for samples collected during the National Uranium Resource Evaluation. |  |  | 11/13/2018 1:20:20 PM
763637 | NPS_NURE_LLPALK | Lawrence Livermore Lab Phenolphthalein Alkalinity by Titration | 11NPSWRD_WQX | Phenolphthalein alkalinity measured by titration with standard sulfuric acid to a phenolphthalein indicator endpoint (pH = 8.3); and reported values as equivalent CaCO3, in milligrams per liter. Minimum detection limit was 20 mg/l. Only measured on samples with a pH above 8.3. |  |  | 11/9/2018 4:39:09 PM
763552 | NPS_NURE_LLTALK | Lawrence Livermore Lab Total Alkalinity by Titration | 11NPSWRD_WQX | Total alkalinity measured by titration with standard sulfuric acid to a bromcresol green-methyl red indicator endpoint (pH = 4.8); and reported as equivalent CaCO3, in milligrams per liter. Minimum detection limit was 20 mg/l. |  |  | 11/13/2018 1:20:20 PM
763500 | NPS_NURE_OR1 | Oak Ridge Fluorescence Spectroscopy Analysis of Sediments for Uranium | 11NPSWRD_WQX | The procedure used was the Oak Ridge National Laboratory Fluorescence Spectroscopy Analysis of Sediments for Uranium. The analysis was performed for samples collected during the National Uranium Resource Evaluation. |  |  | 11/14/2018 10:10:00 AM
763305 | NPS_NURE_OR13 | Oak Ridge Emission Spectrochemical Analysis of Waters for Selected Parameters | 11NPSWRD_WQX | The procedure used was the Oak Ridge National Laboratory Emission Spectrochemical Analysis of Waters for Ag, Al, B, Ba, Be, Ca, Ce, Co, Cr, Cu, Fe, K, Li, Mg, Mn, Mo, Na, Ni, P, Sc, Si, Sr, Ti, V, Y, Zn, and Zr. (Note: Nb and Th are often included in this method). The analysis was performed for samples collected during the National Uranium Resource Evaluation. |  |  | 11/14/2018 10:10:14 AM
763627 | NPS_NURE_OR16 | Oak Ridge Anion Optical Absorption (Technicon AutoAnalyzer) Analysis of Waters for Chloride and Sulfate | 11NPSWRD_WQX | The procedure used was the Oak Ridge National Laboratory Anion Optical Absorption (Technicon AutoAnalyzer) Analysis of Waters for Chloride and Sulfate. The analysis was performed for samples collected during the National Uranium Resource Evaluation. |  |  | 11/14/2018 9:27:26 AM
763324 | NPS_NURE_OR17 | Oak Ridge Atomic Absorption Spectroscopy Analysis of Waters for Arsenic and Selenium | 11NPSWRD_WQX | The procedure used was the Oak Ridge National Laboratory Atomic Absorption Spectroscopy Analysis of Waters for Arsenic and Selenium |  |  | 11/14/2018 10:10:14 AM
763307 | NPS_NURE_OR2 | Oak Ridge Neutron Activation Analysis - Neutron Counting of Sediments for Uranium | 11NPSWRD_WQX | The procedure used was the Oak Ridge National Laboratory Neutron Counting Analysis of sediments for Uranium. The analysis was performed for samples collected during the National Uranium Resource Evaluation. |  |  | 11/14/2018 10:01:21 AM
763624 | NPS_NURE_OR6 | Oak Ridge Emission Spectrochemical Analysis of Sediments (Method OR6) for Selected Parameters | 11NPSWRD_WQX | The procedure used was Method Number OR6, Oak Ridge National Laboratory Emission Spectrochemical Analysis of Sediments for Ag, Al, B, Ba, Be, Ca, Ce, Co, Cr, Cu, Fe, K, Li, Mg, Mn, Mo, Na, Nb, Ni, P, Sc, Sr, Th, Ti, V, Y, Zn, and Zr. The analysis was performed for samples collected during the National Uranium Resource Evaluation. |  |  | 11/13/2018 2:43:50 PM
763291 | NPS_NURE_OR7 | Oak Ridge Emission Spectrochemical Analysis of Sediments for Selected Parameters | 11NPSWRD_WQX | The procedure used was the Oak Ridge National Laboratory Emission Spectrochemical Analysis of Sediments for Ag, Al, B, Ba, Be, Ca, Ce, Co, Cr, Cu, Fe, Hf, K, La, Li, Mg, Mn, Mo, Na, Nb, Ni, P, Pb, Sc, Sr, Th, Ti, V, Y, Zn, and Zr. |  |  | 11/14/2018 10:01:21 AM
763625 | NPS_NURE_OR8 | Oak Ridge Atomic Absorption Spectroscopy Analysis of Sediments for Arsenic and Selenium | 11NPSWRD_WQX | The procedure used was the Oak Ridge National Laboratory Atomic Absorption Spectroscopy Analysis of Sediments for Arsenic and Selenium. The analysis was performed for samples collected during the National Uranium Resource Evaluation. |  |  | 11/14/2018 9:27:13 AM
763306 | NPS_NURE_OR9-FL | Oak Ridge Fluorescence Spectroscopy Analysis of Waters for Uranium | 11NPSWRD_WQX | The procedure used was the Oak Ridge National Laboratory Fluorescence Spectroscopy Analysis of Waters for Uranium. The analysis was performed for samples collected during the National Uranium Resource Evaluation. |  |  | 11/14/2018 9:27:26 AM
763308 | NPS_NURE_OR9-MS | Oak Ridge Mass Spectrometry Analysis of Waters for Uranium | 11NPSWRD_WQX | The procedure used was the Oak Ridge National Laboratory Mass Spectrometry Analysis of Waters for Uranium. The analysis was performed for samples collected during the National Uranium Resource Evaluation. |  |  | 11/14/2018 9:28:15 AM
763755 | NPS_NURE_ORPO4 | Oak Ridge Analysis for Orthophosphate (Analytical Method not recorded). (ORGDP Lab Procedure 10) | 11NPSWRD_WQX | The procedure used was ORGDP Lab Procedure 10, Oak Ridge Analysis for Orthophosphate (OR-PO4). The analysis was performed for samples collected during the National Uranium Resource Evaluation. Details of the analytical method were not recorded. |  |  | 11/13/2018 10:19:11 AM
763626 | NPS_NURE_ORVEL | Oak Ridge Lab Field Protocol for Estimating Stream Velocity for NURE | 11NPSWRD_WQX | According to Oak Ridge Lab field protocol, the measurement was determined by averaging the velocity in the center of the stream and the velocity of the stream near the bank. Each speed was determined by timing a floating object over a 2-meter interval. The measurement was reported during the National Uranium Resource Evaluation. |  |  | 11/13/2018 2:43:51 PM
763326 | NPS_NURE_SR-GC | Savannah River Lab Gas Chromatography of Waters for Light Hydrocarbons | 11NPSWRD_WQX | The procedure used was the Savannah River Laboratory Gas Chromatography of Waters for Light Hydrocarbons. |  |  | 11/14/2018 10:10:14 AM
763327 | NPS_NURE_SR-HE | Savannah River Lab Helium Analysis of Waters | 11NPSWRD_WQX | The procedure used was the Savannah River Laboratory Helium Analysis of Waters. |  |  | 11/14/2018 10:10:14 AM
763228 | NPS_NURE_SR1 | Savannah River Lab Neutron Activation Analysis - Neutron Counting of Sediments for Uranium | 11NPSWRD_WQX | The procedure used was the Savannah River Laboratory Neutron Activation Analysis - Neutron Counting of sediments for Uranium. The analysis was performed for samples collected during the National Uranium Resource Evaluation. |  |  | 11/14/2018 9:00:09 AM
763229 | NPS_NURE_SR2 | Savannah River Lab Neutron Activation Analysis of Sediments for Selected Parameters | 11NPSWRD_WQX | The procedure used was Method Number SR2, the Savannah River Laboratory Neutron Activation Analysis of sediments for Al, Ce, Dy, Eu, Fe, Hf, La, Lu, Mn, Na, Sc, Sm, Th, Ti, V, and Yb (Author's Note: Detectable Au values for samples analyzed by SR2 reported in GJBX-135(82). The analysis was performed for samples collected during the National Uranium Resource Evaluation. |  |  | 11/14/2018 9:00:09 AM
763323 | NPS_NURE_SR2-A | Savannah River Lab Neutron Activation Analysis of Sediments (Method SR2-A) for Selected Parameters | 11NPSWRD_WQX | The procedure used was Method Number SR2-A, the Savannah River Laboratory Neutron Activation Analysis of sediments for Al, Ce, Cs, Dy, Eu, F, Fe, Hf, Mn, Sc, Ta, Tb, Th, Ti, and V. (Note: Detectable Au values for samples analyzed by SR2-A reported in GJBX-135(82). The analysis was performed for samples collected during the National Uranium Resource Evaluation. |  |  | 11/2/2018 5:33:34 PM
763230 | NPS_NURE_SR3-AA | Savannah River Lab Atomic Absorption Spectroscopy Analysis of Sediments for Selected Parameters (by Contract Laboratory) | 11NPSWRD_WQX | The procedure used was the Savannah River Laboratory Atomic Absorption Spectroscopy Analysis of Sediments for Ag, Ba, Be, Co, Cr, Cu, Mg, Mo, Ni, Pb, Sn, Sr, Y, and Zn. This was a supplemental analysis performed by a contract laboratory. Samples were collected during the National Uranium Resource Evaluation. |  |  | 11/13/2018 9:45:02 AM
763231 | NPS_NURE_SR3-CA | Savannah River Lab Colorimetric Analysis of Sediments for Niobium, Phosphorus, and Tungsten (by Contract Laboratory) | 11NPSWRD_WQX | The procedure used was the Savannah River Laboratory Colorimetric Analysis of Sediments for Niobium, Phosphorus, and Tungsten. This was a supplemental analysis performed by an unnamed contract laboratory. Samples were collected during the National Uranium Resource Evaluation. |  |  | 11/13/2018 9:45:02 AM
763232 | NPS_NURE_SR3-FE | Savannah River Lab Flame Emission Analysis of Sediments for Potassium and Lithium (by Contract Laboratory) | 11NPSWRD_WQX | The procedure used was the Savannah River Laboratory Flame Emission Analysis of Sediments for Potassium and Lithium. This was a supplemental analysis performed by an unnamed contract laboratory. Samples were collected during the National Uranium Resource Evaluation. |  |  | 11/13/2018 9:45:02 AM
763233 | NPS_NURE_SR3-XU | Savannah River Lab Analysis of Sediments for Extractable Uranium-Unknown Method (by Contract Laboratory) | 11NPSWRD_WQX | The procedure used was the Savannah River Laboratory Analysis of Sediments for Extractable Uranium. The specific method was not recorded. This was a supplemental analysis performed by an unnamed contract laboratory. Samples were collected during the National Uranium Resource Evaluation. |  |  | 11/13/2018 9:45:02 AM
763234 | NPS_NURE_SR3-XX | Savannah River Lab Analysis of Sediments for Arsenic, Selenium, and Calcium-Unknown Method (by Contract Laboratory) | 11NPSWRD_WQX | The procedure used was the Savannah River Laboratory Analysis of Sediments for Arsenic, Selenium, and Calcium. The specific method was not recorded. This was a supplemental analysis performed by an unnamed contract laboratory. Samples were collected during the National Uranium Resource Evaluation. |  |  | 11/13/2018 9:45:02 AM
763226 | NPS_NURE_SR4 | Savannah River Lab Neutron Activation Analysis - Neutron Counting of Waters for Uranium | 11NPSWRD_WQX | The procedure used was the Savannah River Laboratory Neutron Activation Analysis - Neutron Counting of Waters for Uranium. |  |  | 11/14/2018 10:01:22 AM
763227 | NPS_NURE_SR5 | Savannah River Lab Neutron Activation Analysis of Waters for Al, Br, Cl, Dy, F, Mn, Na, and V (Eastern U.S. studies) | 11NPSWRD_WQX | The procedure used was the Savannah River Laboratory Neutron Activation Analysis of Waters for Al, Br, Cl, Dy, F, Mn, Na, and V. The analysis was performed for samples collected during the National Uranium Resource Evaluation, apparently at monitoring sites that followed the Savannah River Lab's Eastern U.S. protocol. |  |  | 11/14/2018 10:01:22 AM
763325 | NPS_NURE_SR6 | Savannah River Lab Neutron Activation Analysis of Waters for Selected Parameters in the Western U.S. Studies | 11NPSWRD_WQX | The procedure used was the Savannah River Laboratory Neutron Activation Analysis of Waters for Al, Br, Cl, Dy, F, Mg, Mn, Na, and V. (Western U.S. studies). |  |  | 11/14/2018 10:10:14 AM
763225 | NPS_NURE_SRALK | Savannah River Total Alkalinity Field Kit | 11NPSWRD_WQX | Alkalinity was measured by field titrating drops of H2SO4 into water until a pH of approximately 4.5 was reached. The reported measurements were derived by dividing the number of drops of H2SO4 used by the volume of water in milliliters (drops H2SO4/water volume) and expressed as milliequivalents of H2SO4 per liter of sample. The analysis was performed for samples collected during the National Uranium Resource Evaluation under guidance provided by of the Savannah River Laboratory. Units were converted to mg/l CaCO3 for upload to STORET. |  |  | 11/14/2018 10:01:22 AM
763224 | NPS_NURE_SRMTR | Savannah River Meter Measurements in the Field from Samples | 11NPSWRD_WQX | Field measurements of temperature, conductivity, and pH were performed on an unfiltered water sample using calibrated YSI Model 33, Markson Model 80, or other comparable portable meters. The measurements were determined during the National Uranium Resource Evaluation under guidance provided by the Savannah River Laboratory. |  |  | 11/14/2018 10:01:22 AM
762839 | NPS_NZ_TEMP | Water Temperature by Deep Sea Negretti-Zambra Thermometer | 11NPSWRD_WQX | Temperature was determined with a deep sea Negretti-Zambra thermometer attached to a calibrated sample line. The thermometer's model number in unknown. |  |  | 10/15/2018 6:33:11 PM
763215 | NPS_OAKPHTESTR3 | Oakton pHTestr3 | 11NPSWRD_WQX |  |  |  | 11/8/2018 10:35:41 AM
736118 | NPS_OAKTON | Portable Oakton Probe, unknown model or instrument number | 11NPSWRD_WQX | Data were collected using a portable hand held Oakton instrument. Unknown; 19--; No Cite - Method Not Cited; Unknown; Vol -- |  |  | 2/7/2019 3:32:32 PM
763035 | NPS_OAKTON_PH2 | Oakton pHTestr 2 | 11NPSWRD_WQX | pH was determined with a Oakton pHTestr 2. The manufacturer lists the instrument's measurement ranges as -1 to +15 Standard Units for pH. |  |  | 11/8/2018 2:30:25 PM
763066 | NPS_OAK_ECTSTR | Parameter Analysis by Oakton ECTestr (Unknown Model) | 11NPSWRD_WQX | Parameters values were measured with an Oakton ECTestr unit. ECTestr model number is not known. |  |  | 10/17/2018 8:54:39 AM
763454 | NPS_OMEGA_871 | Temperature by Omega Engineering Model 871 Thermocouple Thermometer | 11NPSWRD_WQX | Temperatures were measured using an Omega Engineering Model 871 thermocouple thermometer. |  |  | 11/7/2018 3:03:30 PM
762783 | NPS_OMPR13_DP41 | Water Temperature by Omega PR-13 Resistance Temperature Detector and DP41 Meter | 11NPSWRD_WQX | An Omega model PR-13 resistance temperature detector (RTD) connected to a DP41 meter was used to monitor temperature. |  |  | 10/16/2018 6:38:01 PM
732639 | NPS_ONSET_DLUN | Water Quality Parameters by Onset Data Logger | 11NPSWRD_WQX | Parameters were measured by Onset data logger of unknown model name and number. Unknown; 19--; No Cite - Method Not Cited; Unknown; Vol -- |  |  | 2/1/2017 4:18:05 PM
763763 | NPS_ON_OPT_TEMP | Onset Optic StowAway Temperature Data Logger | 11NPSWRD_WQX |  |  |  | 11/13/2018 5:19:35 PM
763630 | NPS_OPTIMA4300 | Inductively Coupled Plasma-Optical Emission Spectroscopy - Optima 4300 DV | 11NPSWRD_WQX | Inductively Coupled Plasma-Optical Emission Spectroscopy Model Optima 4300 DV |  |  | 11/9/2018 9:20:49 AM
762784 | NPS_OR124_SALC | Salinity Calculation from Conductivity Measured by Orion 124 Meter and 012210 Conductivity Cell | 11NPSWRD_WQX | Salinity was calculated from conductivity measurements made using an Orion model 124 meter and 012210 conductivity cell. The meter does not measure or internally calculate salinity. |  |  | 10/16/2018 6:38:01 PM
762785 | NPS_OR290A_9157 | pH by Orion 290A Meter and 91-57 Electrode | 11NPSWRD_WQX | An Orion model 290A meter and 91-57 electrode was used for pH measurements. |  |  | 10/16/2018 6:38:01 PM
763830 | NPS_OR960_ALK | Alkalinity Determine in a Lab with an Orion 960 Autochemistry System | 11NPSWRD_WQX | For laboratory alkalinity, an Orion 960 Autochemistry System was used for endpoint titration analysis. The titrant was added to 50 ml of sample until a pH of 4.5 was achieved. Alkalinity was then calculated and reported in units of ppm as CaCO3. |  |  | 11/13/2018 8:24:54 PM
763439 | NPS_ORION_122 | Orion Model 122 Temperature-Compensated Specific Conductance Meter | 11NPSWRD_WQX |  |  |  | 11/8/2018 11:27:42 AM
763737 | NPS_ORION_126 | Orion Model 126 Conductivity Meter | 11NPSWRD_WQX |  |  |  | 11/13/2018 9:13:39 AM
763585 | NPS_ORION_135A | Orion Model 135A Portable Conductivity Meter | 11NPSWRD_WQX |  |  |  | 11/8/2018 6:01:55 PM
763761 | NPS_ORION_210A | Orion Model 210A pH Meter | 11NPSWRD_WQX |  |  |  | 11/13/2018 2:44:06 PM
763586 | NPS_ORION_250A | Orion Model 250A pH Meter and Orion pH Triode | 11NPSWRD_WQX |  |  |  | 11/13/2018 5:19:44 PM
763216 | NPS_ORION_710A | Orion 710A pH/ISE Meter | 11NPSWRD_WQX |  |  |  | 11/1/2018 5:29:00 PM
762964 | NPS_ORION_95-12 | Orion Ammonia Electrode Model 95-12 | 11NPSWRD_WQX |  |  |  | 10/16/2018 12:40:47 PM
763381 | NPS_ORION_ISECU | Copper by Orion Jalpaite Ion Selective Electrode (ISE) | 11NPSWRD_WQX | Copper was measured by an Orion jalpaite ion selective electrode (ISE), model 90-24 or 94-29. |  |  | 11/2/2018 1:52:56 PM
763825 | NPS_ORION_MTR | Orion Meter Determination of pH and Conductivity | 11NPSWRD_WQX | Conductivity and pH were collected with Orion meters calibrated with standards at each site prior to sample measurement. For pH, two calibration buffer standards that bracketed the sample?s pH were used. |  |  | 11/13/2018 8:24:53 PM
762975 | NPS_ORION_PH | pH Determined by Unknown Model of Portable Orion pH Meter | 11NPSWRD_WQX | The pH was measured with a portable Orion meter. |  |  | 11/2/2018 3:59:24 PM
762930 | NPS_ORION_PHPEN | Orion Pocket pH Pen | 11NPSWRD_WQX | pH was measured using an Orion Pocket pH Pen. |  |  | 10/16/2018 12:07:27 PM
763678 | NPS_OSTLUN87_3H | Analysis of Tritium | 11NPSWRD_WQX | Tritium was analyzed by electrolytic enrichment and gas counting procedures specified in Ostlund, 1987. |  |  | 11/12/2018 3:20:57 PM
762940 | NPS_PANCOL_NH3 | Ammonia by a Model PAN Colorimetric Ammonia Test | 11NPSWRD_WQX | Ammonia was determined by a model PAN Colorimetric Ammonia Test. |  |  | 11/8/2018 6:19:42 PM
763006 | NPS_PCC_DENSIO | Percent Canopy Coverage was Estimated with a Hand Held Spherical Densiometer | 11NPSWRD_WQX | Percent canopy coverage was estimated at each site where periphyton was measured using a hand-held spherical densiometer. |  |  | 10/16/2018 2:00:58 PM
763367 | NPS_PE3030ZPLUS | Metals by Perkin Elmer Model 3030 Zeeman Atomic Absorption Spectrophotometry With Attachments | 11NPSWRD_WQX | A Perkin Elmer Model 3030 Zeeman atomic absorption spectrophotometer equipped with a HGA 600 graphite furnace and an AS 60 autosampler was used for analysis of samples containing metals. |  |  | 11/2/2018 1:28:44 PM
762985 | NPS_PE303_AA | Perkin Elmer Model 303 Atomic Absorption Spectrophotometer | 11NPSWRD_WQX | Elements were measured with a Perkin-Elmer Model 303 Atomic Absorption Spectrophotometer. |  |  | 10/16/2018 1:25:24 PM
763243 | NPS_PE3300DV | Major Constituents by Inductively Coupled Plasma-Atomic Emission Spectrometry, J.R. Garbarino, 1979 | 11NPSWRD_WQX | Elements present at concentration levels in the milligram per liter range, including calcium, magnesium, potassium, sodium, and silica, were determined in triplicate by inductively coupled plasma-atomic emission spectrometry (ICP-AES) utilizing a Perkin Elmer Optima 3300DV multichannel emission spectrometer. A general description of the analysis conditions and procedures are reported by Garbarino and Taylor (1979). |  |  | 11/8/2018 5:48:31 PM
744813 | NPS_PE5000ICPMS5 | Cations and Metals by Perkin Elmer Elan 5000 Inductively Coupled Plasma-Mass Spectrometer (ICP-MS) | 11NPSWRD_WQX | Cations and metals in water were determined by Perkin Elmer Elan 5000 inductively coupled plasma-mass spectrometer (ICP-MS). Samples were analyzed five times and then mean and standard deviation calculated. Unknown; 19--; No Cite - Method Not Cited; Unknown; Vol -- |  |  | 9/6/2018 2:04:56 PM
763007 | NPS_PERIPHYTON | Periphyton Ash-Free Dry Mass Determination | 11NPSWRD_WQX | The sample was filtered through a mesh net into a graduated cylinder to remove debris, mixed well and filtered onto pre-combusted 25 um glass fiber filters for Ash-Free Dry Mass determination, with volumes of water and sample noted. Filters were kept frozen until time of analysis. Filters were oven-dried at 100 ºC for 24 hours, allowed to cool in a desiccator and weighed on an analytical balance to the nearest 0.0001g to obtain a dried mass. The filters were then ashed at 500 ºC for 1 hour, allowed to cool in a desiccator, rewet with a few drops of distilled water to restore the waters of hydration, oven-dried at 100 ºC for 24 hours and weighed to obtain an ashed weight. |  |  | 10/16/2018 2:00:58 PM
762858 | NPS_PER_MPP | Perstorp In-situ Multi-parameter Probe | 11NPSWRD_WQX | A Perstorp in-situ multi-parameter probe was used to determine measurements. |  |  | 10/15/2018 6:33:30 PM
762889 | NPS_PETERSON | Peterson Mark-Recapture Population Estimate Calculation | 11NPSWRD_WQX | The basic Peterson Formula used to estimate population was: Population = (number of marked fish * number of fish in sample) / number of mark fish recaptured in the sample. |  |  | 10/16/2018 9:38:05 AM
763611 | NPS_PIG_HPLC | Pigments Determined using High-Performance Liquid Chromatography | 11NPSWRD_WQX | Concentrations of chlorophyll a, fucoxanthin, violaxanthin, lutein, and zeaxanthin were determined using High-Performance Liquid Chromatography (HPLC). |  |  | 11/9/2018 9:07:11 AM
732650 | NPS_POCKETMINI | Water Quality Measurements by Pocket Mini-Meters | 11NPSWRD_WQX | Water quality parameters were measured by pocket mini-meters of unknown manufacturer and model. Unknown; 19--; No Cite - Method Not Cited; Unknown; Vol-- |  |  | 2/1/2017 4:10:56 PM
763505 | NPS_PRICETYPEAA | Discharge Determined with Price Type AA Pygmy Meter | 11NPSWRD_WQX | Flow velocity was measured with a Price Pygmy Type AA current meter and discharge was calculated based on stream dimensions. |  |  | 11/12/2018 5:47:11 PM
763004 | NPS_PYGMY_FLOW | Discharge Determined with Pygmy Meter | 11NPSWRD_WQX | Flow velocity was determined with an unknown pygmy meter and discharge determined from the measurement. Other procedure details are unknown. |  |  | 11/12/2018 5:43:43 PM
762967 | NPS_PYGMY_GURLE | Gurley Pygmy Meter | 11NPSWRD_WQX | Used for measuring stream velocity at appropriate channel intervals and determining discharge. |  |  | 10/16/2018 12:40:47 PM
763584 | NPS_QUANTI_TRAY | Colilert Quanti-Tray Coliform and E. Coli Test | 11NPSWRD_WQX | Quanti-Tray provides quantified coliform and E. coli counts as follows: Pour DST reagent/sample mixture into a Quanti-Tray and seal in the Quanti-Tray Sealer. Incubate the tray, then count the number of yellow and/or fluorescent wells. Refer to the MPN Table provided to find the Most Probable Number of total coliforms and E. coli. |  |  | 11/8/2018 6:01:54 PM
762900 | NPS_REF_SALINI | Salinity by Refractometer | 11NPSWRD_WQX | Salinity was measured by using a refractometer. |  |  | 11/9/2018 9:07:12 AM
763461 | NPS_ROB1930_OP | Organic Phosphorus Method of Robinson and Kemmerer | 11NPSWRD_WQX | Organic phosphorus was determined by the method of Robinson and Kemmerer (1930). |  |  | 11/7/2018 3:03:35 PM
763247 | NPS_ROTH94_MERC | Mercury by Automated Cold-Vapor Atomic Fluorescence Spectrometry | 11NPSWRD_WQX | Trace concentrations of dissolved mercury were measured in triplicate using an automated cold-vapor atomic fluorescence spectrometric method and a PS Analytical Millennium System mercury analyzer. |  |  | 11/8/2018 5:48:31 PM
744777 | NPS_SBE19_C-T-D | Sea-Bird Model SBE19 Conductivity, Temperature, and Depth Profiler | 11NPSWRD_WQX | A Sea Bird model SBE19 CTD probe was employed to measure conductivity, temperature and depth. The manufacturer lists the instrument's measurement ranges at its website as -5 to +35 Deg C for Temperature and 0 to 7 S/m for Conductivity. |  |  | 2/5/2019 5:44:10 PM
763379 | NPS_SBE_CTD911P | Water Quality Parameters by Sea-Bird Electronics CTD 9/11+ | 11NPSWRD_WQX | The water quality parameters or temperature, pH, salinity, density, dissolved oxygen and percent dissolved oxygen saturation were measured by a Sea-Bird Electronics, Inc., conductivity, temperature, and depth profiler (CTD), model 9/11+, with a pH probe, dissolved oxygen sensor, and SEASOFT software. |  |  | 11/2/2018 1:52:56 PM
762825 | NPS_SB_CTD | Water Column Profile with Sea-Bird CTD | 11NPSWRD_WQX | An unknown model number or type of Sea-Bird CTD was used to profile the water column. |  |  | 10/16/2018 6:45:11 PM
763078 | NPS_SDIX_MICROT | Toxicity by Strategic Diagnostics, Inc., Microtox Acute Toxicity Test | 11NPSWRD_WQX | Toxicity was determined by the Strategic Diagnostics, Inc. (SDIX), Microtox Acute Toxicity Test. The Microtox assay is a screening analysis to determine relative toxicity of a wastewater stream or other water source. The test exposes luminescent organisms in Microtox Acute Reagent to aqueous samples, and measures the increase or decrease in light output by the test organisms. Reagent contains living luminescent bacteria (Vibrio fischeri) that have been grown under optimal conditions, harvested, and then lyophilized (freeze-dried). The lyophilized bacteria are rehydrated with Reconstitution Solution to provide a ready-to-use suspension of organisms. The test system measures the light output of the luminescent bacteria after they have been challenged by a sample and compares it to the light output of a control (reagent blank) that contains no sample. A difference in light output (between the sample and the control) is attributed to the effect of the sample on the organisms. The presence of toxic compounds in the water reduces the light emitted by the bacteria. The results are based on the percent of sample necessary, in a solution of water sample and dilution water, to decrease the light output of the bacteria by one-half. For example, a result of EC50% equal to five would mean that you would need five parts waste to ninety-five parts dilution water (for a total of 100%) to achieve a 50% decrease in the number of test bacteria. Therefore, the lower the EC50%, the less wastewater needed for the EC50%, and thus the more relatively toxic the wastewater. When a sample has any toxicity the results are EC50% results. For nontoxic samples the EC50 result would be >100%. An extremely toxic sample would be <1%. |  |  | 10/17/2018 8:55:26 AM
744778 | NPS_SEATECH_LT | Light Transmissivity by SeaTech Light Transmissometer | 11NPSWRD_WQX | Light transmissivity was measured by a SeaTech light transmissometer of unknown model. |  |  | 2/5/2019 5:44:10 PM
763498 | NPS_SECCHI100CM | Secchi Disk Depth with a 100 cm Diameter Disk | 11NPSWRD_WQX | A 100 cm diameter disk was used to determine secchi disk depth. |  |  | 11/7/2018 3:21:39 PM
763493 | NPS_SECCHI20CM | Secchi Disk Depth with a 20 cm Diameter Disk | 11NPSWRD_WQX | A 20 cm diameter disk was used to determine secchi disk depth. |  |  | 11/7/2018 3:21:38 PM
733485 | NPS_SECCHIDISK | Secchi Disk Depth Readings-Unspecified Details | 11NPSWRD_WQX | Secchi depth measured using a secchi disk of unknown design or manufacturer. |  |  | 11/9/2018 9:07:12 AM
762842 | NPS_SECCHI_12 | Secchi Disk Depth 12 cm Disk | 11NPSWRD_WQX | A 12 cm diameter disk was lowered and depth was measured on calibrated tether. |  |  | 10/15/2018 6:33:12 PM
762840 | NPS_SEY1894_CO2 | Carbon Dioxide by Seyler Method | 11NPSWRD_WQX | Carbon dioxide values were determined using the Seyler Method (1894). |  |  | 11/7/2018 3:03:35 PM
762888 | NPS_SHAN_WEAV | Shannon-Weaver Diversity Index Calculation | 11NPSWRD_WQX | The Shannon-Weaver Diversity index used to calculate mean diversity. |  |  | 10/16/2018 9:37:50 AM
763787 | NPS_SHIMADZU_AA | Metals by Shimadzu Atomic Absorption Spectrophotometer | 11NPSWRD_WQX | Metals were determined by Shimadzu atomic absorption spectrophotometer (AAS) of unknown model. |  |  | 11/13/2018 7:16:19 PM
763054 | NPS_SHMAK_TRAN | Water Clarity (Transparency) Measured with a SHMAK Horizontal Clarity Tube | 11NPSWRD_WQX | The New Zealand Stream Health Monitoring and Assessment Kit (SHMAK) clarity tube is a 1-m long, 50-mm external- diameter tube made of 3-mm-thick clear polymethyl methacrylate (acrylic). A clear acrylic disk closing one end of the tube serves as a viewing window. An extra ring of acrylic on the outside of the window helps to protect the window from damage. The other end of the tube is closed by a black rubber cap that forms the background against which the target is viewed. A scale (in centimeters) is marked along the outside of the tube, starting at the window end. The viewing target is a matt black semicircle 20 mm in diameter mounted on an aquarium tank magnet, which can be moved inside the tube using a matching magnet. To take readings, the tube is completely filled with the water whose clarity is to be measured. The magnet with black target is positioned inside and the tube is held horizontally with the end cap in place. With the viewer?s eye close to the viewing window, the target is moved away until it just disappears and then moved forward again until it just reappears. Visibility is recorded as the average between the disappearance and reappearance distances. The SHMAK monitoring protocol specifies that a mean be taken of three readings on the same sample to ensure a reliable reading and to reduce the chance of recording rogue readings caused, for example, by shadows. It is also suggested that a second person should repeat the readings. The tube should be agitated gently between each reading to ensure that any sediment stays in suspension. |  |  | 10/17/2018 8:53:39 AM
763548 | NPS_SLTSPK_FLOW | Discharge Determined by NaCl Salt Spiking | 11NPSWRD_WQX | Discharge was determined by NaCl salt spiking. |  |  | 11/8/2018 5:34:11 PM
763769 | NPS_SM11_LABANL | Laboratory Analyses by Standard Methods 11th Edition (APHA 1960) | 11NPSWRD_WQX | Laboratory analyses were conducted using methods described in Standard Methods, 11th edition (American Public Health Association 1960). |  |  | 11/13/2018 6:59:08 PM
732685 | NPS_SM12_LAB | Laboratory Analyses by Standard Methods 12th Edition (APHA 1965) | 11NPSWRD_WQX | Laboratory analyses were conducted using methods described in Standard Methods, 12th edition (American Public Health Association 1965). APHA; 1965; Standard Methods for the Examination of Water and Wastewater, 12th edition; American Public Health Association, American Water Works Association, and Water Pollution Control Federation; 1 vol. |  |  | 2/1/2017 4:14:35 PM
732677 | NPS_SM13_LAB | Laboratory Analyses by Standard Methods 13th Edition (APHA 1971) | 11NPSWRD_WQX | Laboratory analyses were conducted using methods described in Standard Methods, 13th edition (American Public Health Association 1971). American Public Health Association; 1971; Standard Methods for the Examination of Water and Wastewater, 13th edition; American Public Health Association, American Water Works Association, and Water Pollution Control Federation; 13th Edition |  |  | 2/1/2017 4:10:22 PM
763723 | NPS_SM13_MTF | Total and Fecal Coliform Bacteria by Multi-Tube Fermentation Technique | 11NPSWRD_WQX | Total and Fecal Coliform bacteria counts were determined following the Multiple-Tube Fermentation technique carried through to the confirmed stage. The method is outlined in Standard Methods 13th Edition. |  |  | 11/12/2018 5:47:39 PM
763722 | NPS_SM13_SS | Suspended Solids Standard Methods 13th Edition | 11NPSWRD_WQX | Suspended solid measurements were performed in the laboratory in accordance with the procedures outlined in the 13th Edition of Standard Methods. |  |  | 11/12/2018 5:47:11 PM
763725 | NPS_SM13_YSI31 | Specific Conductance Standard Methods 13th Edition YSI Model 31 Conductivity Bridge | 11NPSWRD_WQX | Specific conductance determinations were made in the laboratory in accordance with the procedures specified in the 13th Edition of Standard Methods. The instrument used was a YSI Model 31 Conductivity Bridge. All readings were corrected to 25 degrees Celsius. |  |  | 11/12/2018 5:47:39 PM
763490 | NPS_SM14_403_4A | Alkalinity by Standard Methods 14th Edition Method 403, Procedure 4A | 11NPSWRD_WQX | Alkalinity was determined by following Standard Methods 14th Edition Method 403, Procedure 4A. |  |  | 2/5/2019 5:42:26 PM
732648 | NPS_SM14_MF | Bacteriological Parameter by Standard Methods 14th ed. Membrane Filter Technique | 11NPSWRD_WQX |  |  |  | 11/9/2018 9:19:56 AM
732646 | NPS_SM14_UNKN | Water Quality Measurements by Standard Methods, 14th Edition | 11NPSWRD_WQX | Water quality measurements were determined according to procedures outlined in Standard Methods, 14th edition (1975). The specific method number is unknown. |  |  | 11/9/2018 9:19:56 AM
763491 | NPS_SM14_WINKDO | Dissolved Oxygen Winkler Method-Standard Methods 14th Edition | 11NPSWRD_WQX | Dissolved Oxygen was determined by the Winkler Method as described in Standard Methods 14th Edition, 1975. |  |  | 2/5/2019 5:47:52 PM
762854 | NPS_SM15_303A | SM 15th Ed Method 303A Flame Atomic Absorption Spectroscopy | 11NPSWRD_WQX | Parameters were determined following Standard Methods 15th Edition, Method 303A Flame Atomic Absorption. |  |  | 2/5/2019 5:42:26 PM
762932 | NPS_SM174500PB5 | Phosphorus by Standard Methods 4500-P B-5, 17th Ed. | 11NPSWRD_WQX | Phosphorus was determined using Method No. 4500-p B-5 approved by the American Public Health Association (APHA) in their 17th edition of Standard Methods for the Examination of Water and Wastewater (1989) with an Inductively-Coupled Plasma (ICP) Atomic Emission Spectrometer. |  |  | 10/16/2018 12:14:29 PM
763340 | NPS_SM19_9221E1 | Fecal Coliform by Standard Methods 19th Edition, Method 9221-E, Part 1 | 11NPSWRD_WQX | Fecal coliform bacteria bacterial densities were determined as specified in American Public Health Association's 19th edition (1995) of Standard Methods for the Examination of Water and Wastewater, Method 9221 - Multiple Tube Fermentation Technique for Members of the Coliform Group, Section E - Fecal Coliform Procedure, Part 1 - Fecal Coliform Test (EC Medium). |  |  | 11/2/2018 1:25:56 PM
763080 | NPS_SM20_2340B | Hardness by Standard Methods 20th Edition, Method 2340-B (APHA 1998) | 11NPSWRD_WQX | Hardness was calculated using Method No. 2340-C approved by the American Public Health Association (APHA) in their 20th edition of Standard Methods for the Examination of Water and Wastewater (1998). |  |  | 10/17/2018 8:55:46 AM
763544 | NPS_SM403_ALK | Standard Methods 403 Alkalinity | 11NPSWRD_WQX | Alkalinity was determined following Standard Methods for the Examination of Water and Wastewater 16th edition, Method 403. |  |  | 11/8/2018 5:33:59 PM
763545 | NPS_SM424F_PHOS | Standard Methods 424F Phosphate | 11NPSWRD_WQX | Phosphate was determined following Standard Methods for the Examination of Water and Wastewater Method 424F. |  |  | 11/8/2018 5:33:59 PM
763546 | NPS_SM703_AB | Standard Methods 703 Gross Alpha Beta | 11NPSWRD_WQX | Gross Alpha and Gross Beta Radio Activity were determined following Standard Methods for the Examination of Water and Wastewater Method 703. The year of publication and volume number of the Standard Methods for the Examination of Water and Wastewater are unknown, though the version is probably from the 1985 16th edition. |  |  | 11/8/2018 5:33:59 PM
763547 | NPS_SM705_RA226 | Standard Methods 705 Radium 226 | 11NPSWRD_WQX | Radium 226 was determined following Standard Methods for the Examination of Water and Wastewater Method 705. |  |  | 11/8/2018 5:33:59 PM
763638 | NPS_SM922_B/E | Multiple-Tube Fermentation Technique for Members of the Coliform Group (20th Edition) | 11NPSWRD_WQX | The standard test for the coliform group may be carried out either by the multiple-tube fermentation technique (through the presumptive-confirmed phases or completed test) described in this section or by the membrane filter technique (9222). Guidelines are given for both drinking water and non-drinking water samples. The standard total coliform fermentation technique is given in 9221B. This section does not contain the new tables and instructions to determine the most probable number (MPN) values for coliform estimation found in the 21st Edition and the 1999/2001 version online. The presence-absence coliform test is described in 9221D and the fecal coliform procedure is described in 9221E. Method 9221F covers Escherichia coli but does not include the proposed new tests using the glutamate decarboxylase (GAD) enzyme and indole production found in the 21st Edition and the 2001 version online. |  |  | 11/12/2018 1:51:47 PM
763394 | NPS_SMITH92_TOC | Total Organic Carbon Production and Bacterial Protein Synthesis by Smith & Azam 1992 | 11NPSWRD_WQX | Total organic carbon production was measured by the bacterial protein sythesis rate using 3H-leucine as specified by Smith and Azam 1992. |  |  | 11/2/2018 1:52:56 PM
733470 | NPS_SMITHROOTLR-20B | Three Pass Backpack Electroshock Fishing | 11NPSWRD_WQX | The upstream and downstream ends of all reaches were identified, and 1/8 inch block nets secured across the stream, where necessary, to prevent fish from entering or leaving the reach. Backpack electrofishing (Smith Root LR-20B) was employed to conduct a three-pass removal within the reach (Volts = 275; Frequency = 30 Hz; duty Cycle = 20%). All fish captured were removed from the stream reach and temporarily retained, separated by removal pass. At the end of the third pass, fish from each pass were identified to species, and counted. Total length was measured for the first 50 individuals of each species at each site. To avoid sampling bias, fish were randomly subsampled from buckets using small nets until the first 50 fish were measured. Standard length (mm) and weight to the nearest gram, was recorded for the first 50 trout of each species at each site. All fish were returned to the site from which they were captured. Unknown; 19--; No Cite - Method Not Cited; Unknown; Vol -- |  |  | 1/31/2017 1:24:36 PM
763344 | NPS_SMW_AAS | Al, Ag, Cd, Co, Cr, Cu, Mn, Ni, Pb, Ti, and Zn by Atomic Absorption Spectrophotometer Techniques | 11NPSWRD_WQX | A 3 to 5 gm wet weight aliquot is placed in a 30 ml beaker and dried at 70 deg C for 72 hours. The samples are protected from contamination while in the oven by being placed in a Micro cleaned polyethylene container covered with three layers of Assembly Wipes. The dried samples are weighed and 5 ml of 70% quartz distilled HNO3 is added to each. The HNO3 is prepared by redistilling G. Frederick Smith or Baker Intra-analyzed distilled HNO3 with a quartz, sunboiling distillation still. The sample is refluxed for 3 hours, taken slowly to dryness, followed by charring at 350 deg C to decompose lipids. The sample is then re-dissolved in 5 ml of redistilled HNO3. Further oxidation is accomplished by drop-wise addition of 130 ml of 30% H2O2. Following this step, the sample is taken to near dryness and re-dissolved in 20 ml of 1% quartz distilled HNO3 in Milli-Q water. The solution is then transferred to a cleaned 30 ml conventional polyethylene vial. Lead, silver, chromium, nickel, titanium, and cobalt are analyzed on a Perkin Elmer model Zeeman 5000 Atomic Absorption Spectrophotometer equipped with a HGA 500 graphite furnace. Cadmium, copper, manganese, and zinc are analyzed using air acetylene flame on a Perkin Elmer model 603 Atomic Absorption Spectrophotometer equipped with deuterium-arc background correction. Aluminum is similarly analyzed using nitrous oxide acetylene flame. All furnace element concentrations are determined using graphite platforms and, when deemed necessary, matrix modifiers. Analysis of various samples by the method of standard addition is routinely carried out to check concentrations determined by straight shots. |  |  | 11/12/2018 5:43:50 PM
763354 | NPS_SMW_ASSE | Arsenic and Selenium by Hydride Generation Techniques Described in Uthe et al., 1974 | 11NPSWRD_WQX | Approximately 0.5 gm of wet tissue is weighed into a cleaned 30 ml Pyrex beaker and prepared for analysis using the techniques described in Uthe et al., (1974). Samples are analyzed by hydride generation using a Varian model VGA 76 hydride generator and a Varian Spectra 30 Atomic Absorption Spectrophotometer equipped with an auto-sampler and deuterium arc background correction. |  |  | 11/12/2018 5:43:52 PM
763345 | NPS_SMW_HGFAA | Mercury By Adapted Flameless Atomic Absorption Technique from Stainton 1971 | 11NPSWRD_WQX | For mercury determinations, the flameless atomic absorption technique from Stainton (1971) has been adapted. The sample (0.5 to 1 gm wet weight), plus 3 ml of 2:1 mixture of concentrated H2SO4 and HNO3 in a 20 ml stoppered glass test tube, is digested at 50 deg C in a water bath for three hours. After cooling, 6 ml of 6% KMnO4 are added gradually and the sample is allowed to react for 12-18 hours. Then an additional 1 ml of 6% KMnO4 is added to ensure oxidation. Samples are then cleared with a few drops of 30% H2O2, followed by back titration with 6% KMnO4 until pink. Two milliliters of sample, 2 ml of reductant and 6 ml of air are aspirated into a 10 ml syringe, the syringe is capped, and its contents are mixed on a vortex mixer for 10 seconds. The mercury vapor is then injected into a 15 cm borosilicated glass cell fitted with silica end windows. The cell is locked into the light path of an atomic absorption spectrophotometer equipped with a strip chart recorder. Either a mercury hollow cathode or mercury vapor lamp may be used. the latter requires its own power source, but gives a better signal to noise ratio. The reductant consists of 600 ml of trace metal free water, 100 ml of H2SO4, 5 gm NaCl, 10 gm (NH2OH) 2H2SO4 and 20 gm of SnSO4. This is prepared in the order given and diluted to 1000 ml with Milli-Q water. The reductant does not store well; thus, it is made daily. |  |  | 11/12/2018 5:43:51 PM
763352 | NPS_SMW_LIP | State Mussel Watch Lipid Determination | 11NPSWRD_WQX | A thoroughly homogenized sample weighing approximately 5 gm (wet weight) is dried and macerated with anhydrous granular Na2SO4. The dried sample is transferred to a blender with 150 ml of petroleum ether and blended for two minutes at high speed. The liquid is filtered with suction through a 10 cm Buchner funnel containing Whatman #42 filter paper into a 500 ml filter flask. The sample is blended once more with an additional 100 ml of petroleum ether and filtered. The filtrate is concentrated to approximately 25 ml with the heat (steam bath) and air. The remaining filtrate is then quantitatively transferred into a 50 ml preweighed planchet. The petroleum ether is evaporated off, the planchet containing the residue is reweighed, and the percent lipid is calculated. |  |  | 11/12/2018 5:43:51 PM
763353 | NPS_SMW_SOC | State Mussel Watch Synthetic Organics Determination | 11NPSWRD_WQX | Sample extraction procedures for synthetic organic compounds are as follows. A 50 gm sample of Polytron homogenized mussel tissue is mixed with acetonitrile in an all glass blender with stainless steel blades. The homogenized sample is filtered and the filtrate extracted with petroleum ether. An aliquot of the petroleum ether extract is eluted through a Florisil column. The Florisil columns are eluted with petroleum ether (fraction 1) 6% ethyl ether/petroleum ether (fraction 2), and 15% ethyl ether/petroleum ether (fraction 3). The fractions are concentrated to an appropriate volume in Kuderna-Danish concentrators prior to analysis by gas chromatography. A mixture of synthetic standards is eluted through the Florisil column to determine the recovery and separation characteristics of the column. Synthetic organic compounds are determined with a Varian 3700 gas chromatograph equipped with a 30 m, 0.25 mm I.D. SE-54 fused silica capillary column and a CDS-111(c) Data System. A 30 m, 0.25 mm I.D. DB-17 fused silica capillary column is used for a second column verification. All samples are run on both columns simultaneously using a single injection. A nickel electron capture detector is used. Nitrogen is used as the carrier gas at a linear velocity of 27 cm/sec for the SE-54 column and 23 cm/sec for the DB-17 column. |  |  | 11/12/2018 5:43:51 PM
763433 | NPS_SPECTRO | Unknown Spectroscopy Method | 11NPSWRD_WQX | The specific source and number of the procedure used for analyzing constituents by spectroscopy is not known |  |  | 11/12/2018 3:27:24 PM
736110 | NPS_SPEEDT_UNKN | Water Flow by Speedtech Flow Meter | 11NPSWRD_WQX | Water flow was determined by Speedtech Flow Meter of unknown model. Unknown; 19--; No Cite - Method Not Cited; Unknown; Vol -- |  |  | 2/7/2019 3:31:49 PM
763632 | NPS_SPRINGFLOW | Spring flow measurements using sample container and stopwatch | 11NPSWRD_WQX |  |  |  | 11/12/2018 3:27:23 PM
763741 | NPS_STD_RAIN | Precipitation by Standard Rain Gauge | 11NPSWRD_WQX | Precipitation was measured by a standard rain gauge. Further details about the gauge are unknown. |  |  | 11/13/2018 9:46:44 AM
763695 | NPS_STOWAWAY | Onset StowAway Temperature Data Logger | 11NPSWRD_WQX | Temperature was measured at set intervals with an Onset Computer Corporation StowAway temperature data logger. |  |  | 11/12/2018 6:00:42 PM
763730 | NPS_STOWAWAYXTI | Onset StowAway XTI Temperature Data Logger | 11NPSWRD_WQX | Temperature was measured at set intervals with an Onset Computer Corporation StowAway XTI temperature data logger. |  |  | 11/12/2018 6:01:01 PM
763453 | NPS_SUM_TDS | Total Dissolved Solids By Summation Of Constituents | 11NPSWRD_WQX | Total Dissolved Solids values represent summation of concentrations of individual constituents in the sample. |  |  | 11/12/2018 3:27:24 PM
762769 | NPS_SWOF_2100 | Swoffer Instruments Model 2100 Series Current Velocity Meter | 11NPSWRD_WQX |  |  |  | 10/16/2018 12:40:01 PM
763541 | NPS_SWOF_3000 | Swoffer Model 3000 Flowmeter | 11NPSWRD_WQX | The manufacturer's description states that the Swoffer sensor contains multiple bundles of fiber-optics, assembled into a propeller-driven rotor, to gate a beam of infrared light from a photo diode to a photo-sensitive transistor. The rate of rotation of the propeller rotor is directly proportional to water speed. Pulses produced by the photo transistor over a given time are also directly proportional to water velocity. |  |  | 11/8/2018 5:33:35 PM
732674 | NPS_SW_PBX_PH | pH by Sargent Welch PBX pH Meter | 11NPSWRD_WQX | pH was measured by Sargent Welch PBX pH meter. Unknown; 19--; No Cite - Method Not Cited; Unknown; Vol-- |  |  | 2/1/2017 4:10:21 PM
736102 | NPS_TAPE_STRDPT | Stream Depth by Tape Measurement | 11NPSWRD_WQX | Stream depth was determined by tape measurement. Unknown; 19--; No Cite - Method Not Cited; Unknown; Vol -- |  |  | 2/7/2019 3:31:17 PM
762865 | NPS_TAPE_STRWDT | Stream Width by Tape Measurement | 11NPSWRD_WQX | Stream width determined by tape measurement. |  |  | 11/1/2018 5:29:49 PM
763729 | NPS_TAYLOR_TEMP | Temperature Measured with Taylor Thermometer | 11NPSWRD_WQX | Temperatures were measured with a Taylor thermometer. |  |  | 11/12/2018 6:00:53 PM
744814 | NPS_TEPQICPMS5 | Cations and Metals by Thermo Elemental PQ ExCell Inductively Coupled Plasma-Mass Spectrometer (ICP-MS) | 11NPSWRD_WQX | Cations and metals in water were determined by Thermo Elemental PQ ExCell quadrupole-based, inductively coupled plasma-mass spectrometer (ICP-MS). Samples were analyzed five times and then mean and standard deviation calculated. Unknown; 19--; No Cite - Method Not Cited; Unknown; Vol -- |  |  | 9/6/2018 2:04:57 PM
762934 | NPS_THERM_LS | Water Temperature by Long-Stem Thermometer, Unknown Manufacturer | 11NPSWRD_WQX | Water temperature was measured by a long-stem thermometer of unknown manufacturer and model. |  |  | 10/16/2018 12:14:29 PM
763726 | NPS_TIDBIT | Onset Tidbit Temperature Data Logger | 11NPSWRD_WQX | Temperature was measured at set intervals with an Onset Computer Corporation StowAway Tidbit temperature data logger. |  |  | 11/12/2018 6:00:42 PM
762901 | NPS_TIDE_RANGE | Tide Range Prediction | 11NPSWRD_WQX | Predicted tidal range was recorded for each sampling date from published tide tables. |  |  | 10/16/2018 9:38:07 AM
763427 | NPS_TOC-500 | Total Organic Carbon Measured by Shimatzu Analyzer Model TOC-500 | 11NPSWRD_WQX | A Shimatzu Analyzer Model TOC-500 was used to determine the total organic carbon concentrations of samples. |  |  | 11/2/2018 3:59:24 PM
763070 | NPS_TUBEUNK_TRB | Turbidity Analysis by Turbidity Tube (Unknown Name and Model Type) | 11NPSWRD_WQX | Turbidity was determined by the turbidity tube method. The specific name and model type are not known. |  |  | 10/17/2018 8:54:41 AM
763503 | NPS_TURN40-100 | Turner Model 40-100 Nephelometer | 11NPSWRD_WQX |  |  |  | 11/7/2018 4:04:50 PM
763380 | NPS_TURNER_FLUO | Chlorophyll a by Turner Instrument Fluorometer | 11NPSWRD_WQX | Chlorophyll a was measured by a Turner Instrument fluorometer of unknown model. |  |  | 11/2/2018 1:52:56 PM
732684 | NPS_UCALC_HARD | Total Hardness by Unknown Calculation | 11NPSWRD_WQX | Total hardness was determined by an unknown calculation. Unknown; 19--; No Cite - Method Not Cited; Unknown; Vol-- |  |  | 2/1/2017 4:10:29 PM
763437 | NPS_UNK_IC | Unknown Ion Chromatography Analysis | 11NPSWRD_WQX | The specific source and number of the procedure used for analyzing metals by Ion Chromatography is not known. |  |  | 11/2/2018 5:17:55 PM
743432 | NPS_Unspecified | Unknown or Unspecified Procedure | 11NPSWRD_WQX |  |  |  | 2/5/2019 5:42:55 PM
763532 | NPS_USGS-PYGMY | USGS Flow Measurement with Pygmy Current Meter #229262 | 11NPSWRD_WQX | A pygmy or AA meter is used according to USGS protocols. The stream is divided into at least 20 sections (if practicable; a 0.3 ft distance between measurements is required for pygmy meters and 0.5 ft for AA meters, and some streams aren't wide enough to contain 20 sections). The water velocity is measured 6/10 of the way below the water surface. Depth, width, and water velocity are measured for each section and summed up to calculate the discharge for the entire stream. |  |  | 11/8/2018 4:23:35 PM
763732 | NPS_USGS_FLOW69 | USGS Streamflow Discharge Measurement 1969 | 11NPSWRD_WQX | Stream discharge was determined with a pygmy type current meter attached to a graduated wading rod following methods of the US Geological Survey (1969). |  |  | 11/12/2018 6:01:22 PM
763648 | NPS_VALDERRAMA | Simultaneous Analysis of Total Nitrogen and Total Phosphorus in Natural Waters | 11NPSWRD_WQX |  |  |  | 11/14/2018 10:04:58 AM
763788 | NPS_VARIAN150AX | Elements by Varian Liberty 150 AX Inductively Coupled Plasma-Atomic Emission Spectrophotometer | 11NPSWRD_WQX | Elements were determined by Varian Liberty 150 AX Inductively Coupled Plasma (ICP) Atomic Emission Spectrophotometer (AES). |  |  | 11/13/2018 8:02:43 PM
763368 | NPS_VARIAN300 | Elements by Varian Model Spectra 300 Atomic Absorption Spectrophotometer | 11NPSWRD_WQX | Elements were determined by Varian Model Spectra 300 atomic absorption spectrophotometer (AAS). |  |  | 11/2/2018 1:28:44 PM
763030 | NPS_VARIAN3700 | Sample Analyses by Varian 3700 Gas Chromatograph | 11NPSWRD_WQX | Samples were analyzed on a Varian 3700 Gas Chromatograph. The specific method was not known for analysis. |  |  | 10/16/2018 6:45:11 PM
763369 | NPS_VARIANVGA76 | Elements by Varian Model VGA 76 Hydride Generation Atomic Absorption Spectrophotometry | 11NPSWRD_WQX | A Varian Model VGA 76 Hydride Generator was used for hydride generation atomic absorption spectrophotometry for the analysis of selected elements. |  |  | 11/2/2018 1:28:44 PM
743445 | NPS_VEL_FLOW | Discharge Determined with Velocity Measurement | 11NPSWRD_WQX | Flow velocity was measured with an unknown device and discharge was calculated based on stream dimensions. |  |  | 11/8/2018 5:33:41 PM
736100 | NPS_VISUAL_COVR | Channel Vegetative Cover by Visual Estimation | 11NPSWRD_WQX | Channel vegetative cover was determined by visual estimation of the researchers in the field. Unknown; 19--; No Cite - Method Not Cited; Unknown; Vol -- |  |  | 2/7/2019 3:31:17 PM
732693 | NPS_VISUAL_FLOW | Discharge Visual Determination | 11NPSWRD_WQX | Flow was determined visually. |  |  | 11/12/2018 3:27:25 PM
732658 | NPS_VNOTCH | Discharge Determined by V-Notch Weir Plate | 11NPSWRD_WQX | The head of the water was read and the discharge was calculated based on the head. |  |  | 11/8/2018 5:48:22 PM
743442 | NPS_VOLUME_FLOW | Discharge Determined Volumetrically | 11NPSWRD_WQX | Discharge was determined volumetrically. Other procedure details are unknown. |  |  | 11/9/2018 9:21:05 AM
762928 | NPS_WAVE_HEIGHT | Wave Height | 11NPSWRD_WQX | Wave height was measured as the difference between the trough and the crest of a wave. |  |  | 10/16/2018 10:27:29 AM
762661 | NPS_WEATHER_NV | Weather Conditions Determined Without a Site Visit | 11NPSWRD_WQX | Weather conditions or observations were determined from third party data (e.g. weather records from a nearby weather station) rather than observations made at the site. |  |  | 8/8/2018 9:08:04 AM
762662 | NPS_WEATHER_SV | Weather Conditions as Judged During Site Visit | 11NPSWRD_WQX | During a site visit, a summary observation of weather conditions was made by a member of the sampling party. |  |  | 8/8/2018 9:08:05 AM
762915 | NPS_WETZEL_ALKA | Alkalinity by the Procedure Outlined in Wetzel and Likens 1979 | 11NPSWRD_WQX | Alkalinity measured in the lab following procedure outlined in Wetzel and Likens, 1979. |  |  | 10/16/2018 10:26:52 AM
763455 | NPS_WHTM_CDM300 | Specific Conductance by Whatman CDM 300 Digital Conductivity Meter | 11NPSWRD_WQX | Specific conductance was measured using a Whatman CDM 300 digital conductivity meter. |  |  | 11/7/2018 3:03:30 PM
762895 | NPS_WILDER_ATEM | Air Temperature with Wilder Standard Fahrenheit Thermometer | 11NPSWRD_WQX | The temperatures were taken with one of Wlider's standard Fahrenheit thermometers. |  |  | 10/17/2018 9:14:46 AM
762894 | NPS_WILDER_WTEM | Water Temperature with Wilder Standard Fahrenheit Thermometer | 11NPSWRD_WQX | The temperatures were taken with one of Wlider's standard Fahrenheit thermometers, and, unless other wise stated, the temperature given is that of the water near the surface. |  |  | 10/17/2018 9:14:46 AM
762841 | NPS_WINK1888_DO | Dissolved Oxygen (DO) by Winkler Method | 11NPSWRD_WQX | Dissolved oxygen was determined by the Winkler method (1888). |  |  | 11/7/2018 3:21:39 PM
732666 | NPS_WMC_P501-1 | Precipitation Amount by Weather Measure P501-1 Tipping Bucket Rain Gauge | 11NPSWRD_WQX | Precipitation amount was measured by Weather Measure P501-1 Tipping Bucket Rain Gauge. Unknown; 19--; No Cite - Method Not Cited; Unknown; Vol-- |  |  | 2/1/2017 4:14:26 PM
732654 | NPS_WMC_P511P | Precipitation by Weather Measure P511P Remote Recording Snow Gauge | 11NPSWRD_WQX | Precipitation was recorded by Weather Measure P511P Remote Recording, Propane-Heated Snow Gauge. Unknown; 19--; No Cite - Method Not Cited; Unknown; Vol-- |  |  | 2/1/2017 4:14:28 PM
732665 | NPS_WMC_P521 | Precipitation Duration by Weather Measure P521 Event Recorder | 11NPSWRD_WQX | Precipitation duration was recorded by Weather Measure P521 Event Recorder. Unknown; 19--; No Cite - Method Not Cited; Unknown; Vol-- |  |  | 2/1/2017 4:14:26 PM
763727 | NPS_WOLMAN | Wolman Pebble Count | 11NPSWRD_WQX | A total of 100 rocks were chosen at random and the median axis measured. |  |  | 11/12/2018 6:00:45 PM
732691 | NPS_WOLMAN54 | Pebble Size/Range by Wolman 1954 | 11NPSWRD_WQX | Pebble size in millimeters was determined by procedures outlined in Wolman 1954. Wolman, M.G.; 1954; A Method of Sampling Coarse River-bed Material; Transactions American Geophysical Union; 35(6):951-956 |  |  | 2/1/2017 4:18:51 PM
763003 | NPS_WOLMAN_MPC | Modified Wolman Pebble Count with Standard Square Hole Sieve | 11NPSWRD_WQX | After a particle is selected, it is extracted from under one of the grid points, and its size is measured, with a standard square-hole sieves template. |  |  | 10/16/2018 2:00:58 PM
732640 | NPS_WTW_OXI_340 | Dissolved Oxygen by WTW Oxi 340 Dissolved Oxygen Meter | 11NPSWRD_WQX | Dissolved oxygen was measured by WTW Oxi 340 dissolved oxygen meter. Unknown; 19--; No Cite - Method Not Cited; Unknown; Vol -- |  |  | 2/1/2017 4:20:50 PM
744810 | NPS_YSI130 | Specific Conductance, Temperature, and Salinity by YSI Model 130 Conductivity Meter | 11NPSWRD_WQX | Specific conductance, temperature, and salinity were measured by by YSI model 130 conductivity meter. Unknown; 19--; No Cite - Method Not Cited; Unknown; Vol -- |  |  | 9/6/2018 2:04:55 PM
764353 | NPS_YSI23200_SC | Specific Conductance YSI Model 23200-009 Conductivity Bridge | 11NPSWRD_WQX | Specific conductance was determined using a YSI Model 23200-009 conductivity bridge. |  |  | 2/5/2019 5:42:26 PM
763036 | NPS_YSI30_S-C-T | YSI Model 30 Conductivity, Salinity and Temperature Instrument | 11NPSWRD_WQX | Conductivity, Salinity and Temperature were determined with a YSI 30 meter. The manufacturer lists the instrument's measurement ranges as 0.1 to 200 umho/cm for Specific Conductance, 0.1 to 80 ppth for Salinity, and -5 to +95 Deg C for Temperature. |  |  | 11/13/2018 9:59:18 AM
732762 | NPS_YSI33S-C-T | YSI Model 33 Salinity-Conductivity-Temperature Meter | 11NPSWRD_WQX |  |  |  | 11/12/2018 5:42:05 PM
763512 | NPS_YSI3800 | YSI Model 3800 Multi-Parameter Meter | 11NPSWRD_WQX | Conductivity Range: 0 to 100 mS/cm Resolution: 2 uS/cm between 0 and 2 mS/cm; 10 uS/cm between 2 & 20 mS/cm; 50 uS/cm between 20 & 100 mS/cm Accuracy: +/- 3% between 0 & 20 mS/cm; +/- 4% between 20 & 100 mS/cm Dissolved Oxygen Range: 0-20 mg/l Resolution: 0.01 mg/l Accuracy: +/- 0.03 mg/l pH Range: 0 to 14 pH Resolution: 0.01 pH Accuracy - Total: +/- 0.04 pH when calibrated with the recommended YSI buffer solutions Temperature Range: -5 to 50C Resolution: 0.1C Accuracy: +/- 0.4C |  |  | 11/7/2018 4:05:09 PM
762945 | NPS_YSI425C_WT | Water Temperature by YSI 425C Tele-Thermometer | 11NPSWRD_WQX | Temperature of the water was recorded using a YSI Model 425C Tele-Thermometer in degrees Celsius. |  |  | 11/8/2018 6:19:44 PM
763488 | NPS_YSI43TD | YSI Model 43TD Tele-Thermistor | 11NPSWRD_WQX | Measurements were collected with a YSI tele-thermistor, Model 43TD. |  |  | 11/7/2018 3:21:19 PM
763286 | NPS_YSI50B | YSI Portable Dissolved Oxygen Meter | 11NPSWRD_WQX |  |  |  | 11/14/2018 10:03:19 AM
762961 | NPS_YSI518 | YSI Model 518 | 11NPSWRD_WQX |  |  |  | 10/16/2018 12:40:42 PM
762971 | NPS_YSI51B | YSI Model 51B DO Meter | 11NPSWRD_WQX |  |  |  | 11/12/2018 9:38:14 AM
763614 | NPS_YSI54 | YSI Model 54 Dissolved Oxygen Meter | 11NPSWRD_WQX | The YSI Model 54 Dissolved Oxygen Meter was used to measure dissolved oxygen and temperature. |  |  | 11/9/2018 9:09:04 AM
763750 | NPS_YSI55 | YSI Model 55 DO Meter | 11NPSWRD_WQX |  |  |  | 11/13/2018 7:17:03 PM
732692 | NPS_YSI556MPS | YSI Model 556 Multiprobe System | 11NPSWRD_WQX | Conductivity Sensor Type: 4-electrode cell with autoranging Range: 0 to 200 mS/cm Accuracy: +/- 1% of reading or +/- 0.001 mS/cm, whichever is greater Resolution: 0.001 mS/cm to 0.1 mS/cm (range-dependent) Method: EPA 120.1 Conductance pH Sensor Type: Glass combination electrode Range: 0 to 14 units Accuracy: +/- 0.2 units Resolution: 0.01 units Method: EPA 9040A pH in Water by Electrometric Measurement Temperature Sensor Type: YSI Temperature Precision thermistor Range: -5 to 45 C Accuracy: +/- 0.15C Resolution: 0.1C Method: EPA 170.1 Temperature Dissolved Oxygen Sensor Type: Stead state polarographic Range: 0 to 50 mg/L Accuracy: 0 to 20 mg/L, +/- 2% of the reading or +/-0.2mg/L, whichever is greater Resolution: 0.01 mg/L Method: EPA 360.1 Dissolved Oxygen Using an ISE |  |  | 11/12/2018 1:51:46 PM
732761 | NPS_YSI57 | YSI Model 57 DO Meter | 11NPSWRD_WQX |  |  |  | 11/12/2018 5:42:05 PM
744816 | NPS_YSI5739 | Dissolved Oxygen by YSI Model 5739 Dissolved Oxygen Probe | 11NPSWRD_WQX | Dissolved oxygen was determined by YSI Model 5739 Dissolved Oxygen probe. Unknown; 19--; No Cite - Method Not Cited; Unknown; Vol -- |  |  | 9/6/2018 2:05:46 PM
762955 | NPS_YSI58 | YSI Model 58 DO Meter | 11NPSWRD_WQX |  |  |  | 10/16/2018 12:14:58 PM
763773 | NPS_YSI63 | YSI Model 63 Multi-Parameter Meter | 11NPSWRD_WQX | The YSI Model 63 Meter is capable of measuring pH, conductivity, salinity and temperature. |  |  | 11/13/2018 7:17:03 PM
743468 | NPS_YSI6600 | YSI 6600 Data Sonde | 11NPSWRD_WQX |  |  |  | 8/28/2018 1:20:27 PM
763762 | NPS_YSI6800 | YSI 6800 Multi-parameter Water Quality Sonde | 11NPSWRD_WQX |  |  |  | 11/13/2018 5:19:33 PM
763398 | NPS_YSI6820 | YSI 6820 Multi-parameter Water Quality Sonde | 11NPSWRD_WQX |  |  |  | 11/2/2018 1:55:15 PM
736097 | NPS_YSI85 | YSI Model 85 DO, Conductivity, Salinity, Temperature Instrument | 11NPSWRD_WQX | Unknown; 19--; No Cite - Method Not Cited; Unknown; Vol -- |  |  | 2/7/2019 3:31:16 PM
763037 | NPS_YSI95 | YSI Model 95 Handheld Dissolved Oxygen and Temperature System | 11NPSWRD_WQX | YSI Model 95 Handheld Dissolved Oxygen and Temperature System. The manufacturer lists the instrument's measurement ranges as -5 to +45 Deg C for Temperature and 0.01 to 50 mg/l for Dissolved Oxygen. |  |  | 11/8/2018 5:33:33 PM
732651 | NPS_YSIDOUNKNOW | YSI Unknown Model DO Meter | 11NPSWRD_WQX |  |  |  | 11/12/2018 6:01:22 PM
763412 | NPS_YSI_3403 | YSI 3403 Conductivity Cell | 11NPSWRD_WQX | Conductivity Cell (probe) is attached to unknown YSI Conductivity Meter |  |  | 11/2/2018 1:58:01 PM
763413 | NPS_YSI_TEMPUNK | YSI Temperature Sensor - Model Unknown | 11NPSWRD_WQX | Unknown YSI Water Temperature Sensor |  |  | 11/2/2018 1:58:02 PM
763053 | NPS_YSI_UNKN | Portable YSI Meter-Unknown Model | 11NPSWRD_WQX | Data were collected using a portable YSI meter of unknown model. |  |  | 11/13/2018 9:46:44 AM
301156 | NPT | NPT | NEZPERCETRIBE_WQX | NPT Method |  |  | 10/20/2014 7:04:32 PM
742400 | NR | No method supplied | OREGONDEQ | No method supplied in data set |  |  | 2/16/2019 2:34:21 AM
268945 | NRRI 4500-NORGD | Nitrogen, Total, by Block Digestion and Flow Injection Analysis | MNPCA |  |  |  | 11/30/2011 1:01:42 PM
262629 | NRRI CHLA-PHEO | Chlorophyll-a and Pheophytin by Spectrometry | MNPCA |  |  |  | 1/13/2012 4:42:51 PM
5251 | NRSA FISH (BOAT) | Electrofishing procedures for large non-wadeable rivers | USEPA |  |  | https://www.nemi.gov/methods/method_summary/12311/ | 1/14/2014 11:55:09 PM
5246 | NRSA FISH (WADE) | Electrofishing procedures in small wadeable streams | USEPA |  |  | https://www.nemi.gov/methods/method_summary/12302/ | 1/14/2014 11:55:09 PM
734488 | NRSA09 W Qual (Boat) | Section 5.1: Non-Wadeable Rivers-Water Quality of National Rivers and Streams Assessment: Field Operations Manual (2009) | USEPA |  |  | https://www.nemi.gov/methods/method_summary/12561/ | 4/10/2017 10:28:55 AM
5321 | NRSA13 Fish (Wade) | Fish sampling in small wadeable streams by electrofishing | USEPA |  |  | https://www.nemi.gov/methods/method_summary/12302/ | 9/14/2015 12:21:14 PM
5319 | NRSA13Microcys(Boat) | Microcystin (alga toxin) sample collection in large non-wadeable rivers | USEPA |  |  | https://www.nemi.gov/methods/method_summary/12569/ | 9/14/2015 12:21:13 PM
5320 | NRSA13Microcys(Wade) | Microcystin (alga toxin) sample collection in small wadeable streams | USEPA |  |  | https://www.nemi.gov/methods/method_summary/12570/ | 9/14/2015 12:21:13 PM
736006 | NRSA_Seine_Dipnet | Some method name | OST_SHPD |  |  |  | 6/29/2017 7:42:27 AM
734666 | NRSA_Seine_Dipnet | Some method name | OST_SHPD_TEST |  |  |  | 5/6/2017 8:53:23 AM
531019 | NSSC 6R3C | Sulfur in Soil | MNPCA |  |  |  | 2/3/2016 5:52:25 PM
544114 | NTOT | Total Nitrogen | 21FLHILL_WQX |  |  |  | 12/6/2018 1:00:13 PM
109863 | NTOT | Total Nitrogen - Calculated | 21FLJXWQ_WQX | TN =TKN +NO2NO3 |  |  | 4/26/2016 11:10:44 AM
459081 | NTOT | Total Nitrogen | 21FLACEP_WQX | 351.2+353.2 |  |  | 1/23/2018 8:58:40 AM
110109 | NU-076-1 | PERCENT CARBON IN SOLID MATRICES | 21FLGW_WQX |  |  |  | 1/12/2018 4:18:18 PM
5231 | NUM ECOLOGY | Legendre, P. and Legendre, L. | UBC | Numerical Ecology: Developments in Environmental Modelling ~ ; Legendre, P. and Legendre, L. |  | https://www.nemi.gov/methods/sams_method_summary/11944/ | 7/31/2013 12:00:00 AM
555305 | NWTPH-Dx | Northwest Total Petroleum Hydrocarbon Analytical Methods | PORTLANDHARBORRISS | a qualitative and quantitative method for semi-volatile petroleum products such as jet fuels, kerosene, diesel oils, hydraulic fluids, mineral oils, lubricating oils and fuel oils. |  | http://www.deq.state.or.us/lq/tanks/lust/nwpetroleum.htm | 10/21/2014 2:20:34 PM
564888 | NWTPH-Dx | NWTPH-Dx | ASPECT_WQX | Semi-Volatile Petroleum Products Method for Soil and Water |  |  | 5/7/2015 1:48:35 PM
557135 | NWTPH-Dx | Semi-Volatile Petroleum Products Method for Soil and Water | RM11E_SUPRIFS | Method for Portland Harbor RM11E Supplemental RIFS by GSI Water Solutions 2013-2014 data. ODEQ Method |  | http://www.deq.state.or.us/lab/techrpts/docs/nwtphDx.pdf | 10/31/2014 4:15:08 PM
764541 | NWTPH-Dx | NWTPH-Dx | OREGONDEQ | The NWTPH-Dx method is intended to replace the Oregon's Department of Environmental Quality TPH-D and Washington's Department of Ecology WTPH-D methods and to present a more comprehensive approach to semi-volatile petroleum product analyses. NWTPH-Dx adapts Oregon's TPH, Washington's WTPH and EPA SW-846 Methods 3510, 3540/3550 and 8000 and covers the quantitative and qualitative analysis of semi-volatile petroleum products, i.e. jet fuels through heavy fuel oils, in soil and water. |  |  | 2/8/2019 7:16:49 PM
557134 | NWTPH-Dx, SGT | Semi-Volatile Petroleum Products Method for Soil and Water | RM11E_SUPRIFS | Method for Portland Harbor RM11E Supplemental RIFS by GSI Water Solutions 2013-2014 data.. ODEQ Method |  | http://www.deq.state.or.us/lab/techrpts/docs/nwtphDx.pdf | 10/31/2014 4:14:59 PM
555306 | NWTPH-Dx, SGT | Northwest Total Petroleum Hydrocarbon Analytical Methods | PORTLANDHARBORRISS |  |  | http://www.deq.state.or.us/lq/tanks/lust/nwpetroleum.htm | 10/21/2014 2:21:52 PM
564889 | NWTPH-Gx | NWTPH-Gx | ASPECT_WQX | Volatile Petroleum Products Method for Soil and Water |  |  | 5/7/2015 1:52:23 PM
732249 | NWTPH-Gx | Volatile Petroleum Products Method for Soil and Water - Washington State Ecology | WQXTEST | Method for analysis of Gasoline Range Organics in soil and water. |  |  | 6/10/2016 1:41:13 PM
764542 | NWTPH-Gx | NWTPH-Gx | OREGONDEQ | Volatile Petroleum Products Method for Soil and Water Analyses: x is the qualitative and quantitative method (extended) for volatile ("gasoline") petroleum products in soil and water. Petroleum products applicable for this method include aviation and automotive gasolines, mineral spirits, stoddard solvent and naphtha. |  |  | 2/8/2019 7:16:50 PM
555304 | NWTPH-Gx | Northwest Total Petroleum Hydrocarbon Analytical Methods | PORTLANDHARBORRISS | A qualitative and quantitative method for volatile petroleum products such as aviation and automotive gasolines, mineral spirits, Stoddard solvent and naphtha. This method may be used in place of the current TPH-G. |  | http://www.deq.state.or.us/lq/tanks/lust/nwpetroleum.htm | 10/21/2014 2:14:37 PM
732241 | NWTPH-Gx | Volatile Petroleum Products Method for Soil and Water - Washington State Ecology | JRSIMPLOT_FMC | Method for analysis of Gasoline Range Organics in soil and water. |  |  | 6/14/2016 1:25:16 PM
557133 | NWTPH-Gx | Volatile Petroleum Products Method for Soil and Water | RM11E_SUPRIFS | Method for Portland Harbor RM11E Supplemental RIFS by GSI Water Solutions 2013-2014 data. ODEQ |  | http://www.deq.state.or.us/lab/techrpts/docs/nwtphGx.pdf | 10/31/2014 4:14:59 PM
764547 | NWTPH-HCID | NWTPH-HCID | OREGONDEQ | Hydrocarbon Identification Method for Soil and Water: is a qualitative and semi-quantitative screen to determine the presence and type of petroleum products that may exist in water or soil. This method should be used if the type of petroleum contamination is unknown. It should be performed on contaminated soil or water that is representative of the contamination at the site. The results of this method will determine what fully quantitative method/methods, if any, are to be used in determining compliance with the matrix criteria. Should the value of the analysis for gasoline, diesel or heavy oils (or any other identified petroleum product) exceed the reporting limits, then the specific analytical method for that product must be employed. |  |  | 2/8/2019 2:37:51 PM
2459 | O-001-1 | Pentachlorophenol in Soil | USEPA |  |  |  | 8/12/2006 11:50:00 PM
2460 | O-002-1 | TPH in Soil by IR of Freon Extract | USEPA |  |  |  | 8/12/2006 11:50:00 PM
2461 | O-003-1 | TPH in Soil by GC/PID of Methanol Extract | USEPA |  |  |  | 8/12/2006 11:50:00 PM
2462 | O-004-1 | TPH in Soil by GC/FID of CH2Cl2 Extracts | USEPA |  |  |  | 8/12/2006 11:50:00 PM
2463 | O-005-1 | Phenols in Water and Soil by GC | USEPA |  |  |  | 8/12/2006 11:50:00 PM
2464 | O-006-1 | TPH by Headspace GC/PID | USEPA |  |  |  | 8/12/2006 11:50:00 PM
2465 | O-008-1 | Pentachlorophenol in Soil by GC/ECD | USEPA |  |  |  | 8/12/2006 11:50:00 PM
2466 | O-009-1 | TPH in Soil by GC/FID of CH2Cl2 Extracts | USEPA |  |  |  | 8/12/2006 11:50:00 PM
4925 | O-1104 | Organochlorine and organophosphorous compounds, dissolved | USDOI/USGS | O-1104 ~ USGS-NWQL ; Organochlorine and organophosphorous compounds, dissolved |  | https://www.nemi.gov/methods/method_summary/5516/ | 7/31/2013 12:00:00 AM
4926 | O-1121-91 | Organonitrogen Herbicides in Water by Solid Phase Extraction, GC/MS | USDOI/USGS | O-1121-91 ~ USGS-NWQL ; Organonitrogen Herbicides in Water by Solid Phase Extraction, GC/MS |  | https://www.nemi.gov/methods/method_summary/8969/ | 7/31/2013 12:00:00 AM
4927 | O-1122-92 | Dissolved Organic Carbon in Water by Persulfate Oxidation and Infrared Spectrometry | USDOI/USGS | O-1122-92 ~ USGS-NWQL ; Dissolved Organic Carbon in Water by Persulfate Oxidation and Infrared Spectrometry |  | https://www.nemi.gov/methods/method_summary/8923/ | 7/31/2013 12:00:00 AM
4928 | O-1124-94 | Nitroaromatic compunds in water by HPLC | USDOI/USGS | O-1124-94 ~ USGS-NWQL ; Nitroaromatic compunds in water by HPLC |  | https://www.nemi.gov/methods/method_summary/9349/ | 7/31/2013 12:00:00 AM
4929 | O-1126-02 | Pesticides in Water by C-18 Solid-Phase Extraction and GC-MS | USDOI/USGS | O-1126-02 ~ USGS-NWQL ; Pesticides in Water by C-18 Solid-Phase Extraction and GC-MS |  | https://www.nemi.gov/methods/method_summary/8968/ | 7/31/2013 12:00:00 AM
3086 | O-1126-95 | Pesticides in Water by C-18 Solid-Phase Extraction and GC-MS | USDOI/USGS | O-1126-95 ~ USGS-NWQL ; Pesticides in Water by C-18 Solid-Phase Extraction and GC-MS |  | https://www.nemi.gov/methods/method_summary/8931/ | 12/14/2007 2:44:41 PM
3085 | O-1131-95 | Pesticides in Water by Solid Phase Extraction and High Performance Liquid Chromatography (HPLC) | USDOI/USGS | O-1131-95 ~ USGS-NWQL ; Pesticides in Water by Solid Phase Extraction and High Performance Liquid Chromatography (HPLC) |  | https://www.nemi.gov/methods/method_summary/8932/ | 12/14/2007 2:44:41 PM
4930 | O-1402-01 | Organophosphate Pesticides, Filtered Water, Gas Chromatography | USDOI/USGS | O-1402-01 ~ USGS-NWQL ; Organophosphate Pesticides, Filtered Water, Gas Chromatography |  | https://www.nemi.gov/methods/method_summary/8942/ | 7/31/2013 12:00:00 AM
4931 | O-1433-01 | Wastewater compounds in water by SPE and GC/MS | USDOI/USGS | O-1433-01 ~ USGS-NWQL ; Wastewater compounds in water by SPE and GC/MS |  | https://www.nemi.gov/methods/method_summary/8937/ | 7/31/2013 12:00:00 AM
4932 | O-2002-01 | Pesticides and Selected Degradates in Water by C-18 Solid-Phase Extraction and GC/MS | USDOI/USGS | O-2002-01 ~ USGS-NWQL ; Pesticides and Selected Degradates in Water by C-18 Solid-Phase Extraction and GC/MS |  | https://www.nemi.gov/methods/method_summary/8979/ | 7/31/2013 12:00:00 AM
505175 | O-2002-01 | USGS Fungicide in water MS | OISC_WQX | Fungicides in water |  |  | 6/15/2012 10:48:10 AM
4933 | O-2060-01 | Pesticides in Water by SPE and HPLC-MS | USDOI/USGS | O-2060-01 ~ USGS-NWQL ; Pesticides in Water by SPE and HPLC-MS |  | https://www.nemi.gov/methods/method_summary/8939/ | 7/31/2013 12:00:00 AM
4934 | O-2080-08 | Pharmaceuticals in Water by SPE and HPLC-MS | USDOI/USGS | O-2080-08 ~ USGS-NWQL ; Pharmaceuticals in Water by SPE and HPLC-MS |  | https://www.nemi.gov/methods/method_summary/9801/ | 7/31/2013 12:00:00 AM
4935 | O-2136-01 | Glyphosate, Aminomethylphosphonic Acid, and Glufosinate in Water by Liquid Chromatography/Mass Spectrometry | USDOI/USGS | O-2136-01 ~ USGS-NWQL ; Glyphosate, Aminomethylphosphonic Acid, and Glufosinate in Water by Liquid Chromatography/Mass Spectrometry |  | https://www.nemi.gov/methods/method_summary/8958/ | 7/31/2013 12:00:00 AM
743092 | O-2440-14 | Pharmaceuticals in Water by HPLC-MS/MS | USDOI/USGS |  |  |  | 12/5/2017 3:42:09 PM
4936 | O-3106-93 | Triazines in Water by Gas Chromatography | USDOI/USGS | O-3106-93 ~ USGS-NWQL ; Triazines in Water by Gas Chromatography | 1 | https://www.nemi.gov/methods/method_summary/8930/ | 7/31/2013 12:00:00 AM
4937 | O-3116-87 | Base/neutral and acid extractable compounds, whole water recoverable, in water by GC/MS | USDOI/USGS | O-3116-87 ~ USGS-NWQL ; Base/neutral and acid extractable compounds, whole water recoverable, in water by GC/MS |  | https://www.nemi.gov/methods/method_summary/9615/ | 7/31/2013 12:00:00 AM
4938 | O-3118-83 | Base/Neutral Extractable Compounds in Water by GC-MS | USDOI/USGS | O-3118-83 ~ USGS-NWQL ; Base/Neutral Extractable Compounds in Water by GC-MS | 1 | https://www.nemi.gov/methods/method_summary/8924/ | 7/31/2013 12:00:00 AM
4939 | O-3120-90 | 1,2-Dibromomethane (EDB) and 1,2-dibromo-3-chloropropane (DBCP) in Water by Gas Chromatography | USDOI/USGS | O-3120-90 ~ USGS-NWQL ; 1,2-Dibromomethane (EDB) and 1,2-dibromo-3-chloropropane (DBCP) in Water by Gas Chromatography |  | https://www.nemi.gov/methods/method_summary/8927/ | 7/31/2013 12:00:00 AM
4940 | O-3128-95 | Methylene Blue Active Substances in Water by Spectrophotometry, Whole Water Recoverable | USDOI/USGS | O-3128-95 ~ USGS-NWQL ; Methylene Blue Active Substances in Water by Spectrophotometry, Whole Water Recoverable |  | https://www.nemi.gov/methods/method_summary/8959/ | 7/31/2013 12:00:00 AM
4941 | O-3402-03 | Organophosphate pesticides, Whole water, Gas Chromatography | USDOI/USGS | O-3402-03 ~ USGS-NWQL ; Organophosphate pesticides, Whole water, Gas Chromatography |  | https://www.nemi.gov/methods/method_summary/8944/ | 7/31/2013 12:00:00 AM
4942 | O-4024-03 | Volatile organic compounds, whole water, gas chromatography/mass spectrometry, heated purge and trap | USDOI/USGS | O-4024-03 ~ USGS-NWQL ; Volatile organic compounds, whole water, gas chromatography/mass spectrometry, heated purge and trap |  | https://www.nemi.gov/methods/method_summary/8882/ | 7/31/2013 12:00:00 AM
4943 | O-4127-96 | Volatile Organic Compounds in Water by GC-MS | USDOI/USGS | O-4127-96 ~ USGS-NWQL ; Volatile Organic Compounds in Water by GC-MS |  | https://www.nemi.gov/methods/method_summary/8933/ | 7/31/2013 12:00:00 AM
4944 | O-5101-83 | Carbon in Bottom Material by Induction Furnace, Dry Weight | USDOI/USGS | O-5101-83 ~ USGS-NWQL ; Carbon in Bottom Material by Induction Furnace, Dry Weight | 1 | https://www.nemi.gov/methods/method_summary/8980/ | 7/31/2013 12:00:00 AM
4945 | O-5129-95 | Organochlorine Pesticides and Gross Polychlorinated Biphenyls in Bottom Sediment by Gas Chromatography | USDOI/USGS | O-5129-95 ~ USGS-NWQL ; Organochlorine Pesticides and Gross Polychlorinated Biphenyls in Bottom Sediment by Gas Chromatography |  | https://www.nemi.gov/methods/method_summary/8960/ | 7/31/2013 12:00:00 AM
4946 | O-5130-95 | Semivolatile organic compounds in Bottom Sediment by High-performance Gel Permeation Chromatography, Capillary-column GC | USDOI/USGS | O-5130-95 ~ USGS-NWQL ; Semivolatile organic compounds in Bottom Sediment by High-performance Gel Permeation Chromatography, Capillary-column GC/MS |  | https://www.nemi.gov/methods/method_summary/8963/ | 7/31/2013 12:00:00 AM
4947 | O-5404-02 | Organophosphate pesticides, bottom sediment, high-performance gel-permeation chromatography, gas chromatography | USDOI/USGS | O-5404-02 ~ USGS-NWQL ; Organophosphate pesticides, bottom sediment, high-performance gel-permeation chromatography, gas chromatography |  | https://www.nemi.gov/methods/method_summary/8943/ | 7/31/2013 12:00:00 AM
4948 | O-5504-03 | Organochlorine Pesticides and Polychlorinated Biphenyls in Bottom and Suspended Sediment by Gas Chromatography with Elec | USDOI/USGS | O-5504-03 ~ USGS-NWQL ; Organochlorine Pesticides and Polychlorinated Biphenyls in Bottom and Suspended Sediment by Gas Chromatography with Electron Capture Detection |  | https://www.nemi.gov/methods/method_summary/8946/ | 7/31/2013 12:00:00 AM
4949 | O-5505-03 | Polycyclic aromatic hydrocarbons, sediment, capillary-column gas chromatography/mass spectrometry | USDOI/USGS | O-5505-03 ~ USGS-NWQL ; Polycyclic aromatic hydrocarbons, sediment, capillary-column gas chromatography/mass spectrometry |  | https://www.nemi.gov/methods/method_summary/8947/ | 7/31/2013 12:00:00 AM
4950 | O-7100-83 | Suspended Organic Carbon (SOC) in Water | USDOI/USGS | O-7100-83 ~ USGS-NWQL ; Suspended Organic Carbon (SOC) in Water | 1 | https://www.nemi.gov/methods/method_summary/8916/ | 7/31/2013 12:00:00 AM
4951 | O-7504-03 | Determination of Organochlorine Pesticides and Polychlorinated Biphenyls in Bottom and Suspended Sediment by Gas Chromat | USDOI/USGS | O-7504-03 ~ USGS-NWQL ; Determination of Organochlorine Pesticides and Polychlorinated Biphenyls in Bottom and Suspended Sediment by Gas Chromatography |  | https://www.nemi.gov/methods/method_summary/8945/ | 7/31/2013 12:00:00 AM
187261 | O1100 | O1100 | R10BUNKER |  |  |  | 6/9/2011 9:34:29 PM
1564 | O1105 | Dissolved Chlorophenoxy Acids in Water | USDOI/USGS | O-1105 ~ USGS-NWQL ; Chlorophenoxy acids, total recoverable |  | https://www.nemi.gov/methods/method_summary/5517/ | 8/12/2006 11:50:00 PM
730285 | O1122 | O1122 | NTHRNUTE | This is a analytical method from EPA USGS |  |  | 4/17/2018 5:06:58 PM
762737 | O1122 | DOC - Capsule Filter | MHA_NATN | Test code: 2612 Analyte ID: 00681OX006 |  |  | 10/5/2018 3:39:00 PM
301126 | O1126 | O1126 | SPIRITLK | O1126 - is the method from the analyte ID per USGS. It is related to many parameter codes use in 2007 data. |  |  | 2/23/2018 7:34:34 PM
301127 | O2060 | O2060 | SPIRITLK | O2060 - is the method from the analyte ID per USGS.It is related to many parameter codes use in 2007 data. |  |  | 2/23/2018 7:34:34 PM
1565 | O3100 | Total Organic Carbon in Water | USDOI/USGS | O-3100 ~ USGS-NWQL ; Carbon, organic, total (mg/L as C) |  | https://www.nemi.gov/methods/method_summary/5566/ | 8/12/2006 11:50:00 PM
1566 | O3104 | Organochlorine and -phosphorous in Water | USDOI/USGS | O-3104 ~ USGS-NWQL ; Organochlorine and organophosphorous compounds, total recoverable |  | https://www.nemi.gov/methods/method_summary/5518/ | 8/12/2006 11:50:00 PM
1567 | O3105 | Total Chlorophenoxy Acids in Water | USDOI/USGS | O-3105 ~ USGS-NWQL ; Chlorophenoxy acids, total recoverable |  | https://www.nemi.gov/methods/method_summary/5519/ | 8/12/2006 11:50:00 PM
1568 | O3106 | Total Recoverable Triazines in Water | USDOI/USGS | https://www.nemi.gov/methods/method_summary/8930/ | 1 |  | 8/12/2006 11:50:00 PM
1569 | O3107 | Carbamate Pesticides in Water | USDOI/USGS |  |  |  | 8/12/2006 11:50:00 PM
1570 | O3108 | Extractable Oil and Grease in Water | USDOI/USGS |  |  |  | 8/12/2006 11:50:00 PM
1571 | O3109 | Light Fuel Oils in Water | USDOI/USGS |  |  |  | 8/12/2006 11:50:00 PM
1572 | O3110 | Total Recoverable Phenols in Water | USDOI/USGS |  |  |  | 8/12/2006 11:50:00 PM
1573 | O3111 | Methylene Blue Active Substance in Water | USDOI/USGS |  |  |  | 8/12/2006 11:50:00 PM
1574 | O3112 | TNT, RDX and Picric Acid in Water | USDOI/USGS |  |  |  | 8/12/2006 11:50:00 PM
1575 | O3113 | Polynuclear Aromatic Hydrocarbons | USDOI/USGS | O-3113 ~ USGS-NWQL ; Polynuclear Aromatic Hydrocarbons |  | https://www.nemi.gov/methods/method_summary/4771/ | 8/12/2006 11:50:00 PM
1576 | O3114 | Ethylene and Propane in Water | USDOI/USGS |  |  |  | 8/12/2006 11:50:00 PM
1577 | O3115 | Purgeable Organic Compounds in Water | USDOI/USGS | O-3115 ~ USGS-NWQL ; Purgeable Organic Compounds in Water |  | https://www.nemi.gov/methods/method_summary/4772/ | 8/12/2006 11:50:00 PM
1578 | O3117 | Acid Extractable Compounds in Water | USDOI/USGS |  |  |  | 8/12/2006 11:50:00 PM
1579 | O3118 | Base/Neutral Extractable Compounds | USDOI/USGS | https://www.nemi.gov/methods/method_summary/8924/ | 1 |  | 8/12/2006 11:50:00 PM
1580 | O5101 | Total Carbon in Bottom Material | USDOI/USGS | https://www.nemi.gov/methods/method_summary/8980/ | 1 |  | 8/12/2006 11:50:00 PM
1581 | O5104 | Organochlorine and -phosphorous in Solid | USDOI/USGS | O-5104 ~ USGS-NWQL ; Organochlorine and organophosphorous compounds, recoverable from bottom material |  | https://www.nemi.gov/methods/method_summary/5520/ | 8/12/2006 11:50:00 PM
1582 | O5105 | Chlorophenoxy Acids in Bottom Material | USDOI/USGS |  |  |  | 8/12/2006 11:50:00 PM
1583 | O5108 | Extractable Oil and Grease | USDOI/USGS | O-5108 ~ USGS-NWQL ; Oil and grease extractable from bottom material, gravimetric |  | https://www.nemi.gov/methods/method_summary/5515/ | 8/12/2006 11:50:00 PM
1584 | O7100 | Suspended Organic Carbon in Water | USDOI/USGS | https://www.nemi.gov/methods/method_summary/8916/ | 1 |  | 8/12/2006 11:50:00 PM
1585 | O7104 | Organochlorine and -phosphorous in Solid | USDOI/USGS | O-7104 ~ USGS-NWQL ; Organochlorine and organophosphorous compounds, recoverable from bottom material |  | https://www.nemi.gov/methods/method_summary/5521/ | 8/12/2006 11:50:00 PM
1586 | O7105 | Chlorophenoxy Acids in Sediment | USDOI/USGS |  |  |  | 8/12/2006 11:50:00 PM
1587 | O9104 | Organochlorine Compounds in Fish Tissue | USDOI/USGS |  |  |  | 8/12/2006 11:50:00 PM
2467 | OA-001-1 | Field Use of Sentex Scentograph GC | USEPA |  |  |  | 8/12/2006 11:50:00 PM
2468 | OA-002-1 | VOCs by GC/MS of Cartridges/Cylinders | USEPA |  |  |  | 8/12/2006 11:50:00 PM
2469 | OA-003-1 | Field Survey with PID Vapor Detector | USEPA |  |  |  | 8/12/2006 11:50:00 PM
2470 | OA-004-1 | Field Use of Photovac Portable GC | USEPA |  |  |  | 8/12/2006 11:50:00 PM
2471 | OA-005-1 | Field Use of Photovac Portable GC | USEPA |  |  |  | 8/12/2006 11:50:00 PM
2472 | OA-006-1 | Photovac Portable GC for Soil/Water/Air | USEPA |  |  |  | 8/12/2006 11:50:00 PM
762499 | OA1 | BTEX | COEOMAHA_WQX |  |  |  | 1/3/2019 5:11:16 PM
764504 | OA2 | Total Extractable Hydrocarbons | COEOMAHA_WQX |  |  |  | 1/3/2019 1:24:20 PM
5063 | OAQPS-101 | Mercury in Air Emissions by Atomic Absorption | USEPA | OAQPS-101 ~ EPA OAR/OAQPS/EMAEMC ; Mercury in Air Emissions by Atomic Absorption |  | https://www.nemi.gov/methods/method_summary/7630/ | 7/31/2013 12:00:00 AM
5064 | OAQPS-12 | Lead in Air Emissions by Flame Atomic Absorption | USEPA | OAQPS-12 ~ EPA OAR/OAQPS/EMAEMC ; Lead in Air Emissions by Flame Atomic Absorption |  | https://www.nemi.gov/methods/method_summary/7632/ | 7/31/2013 12:00:00 AM
5065 | OAQPS-18 | Gaseous Organic Compounds in Air Emissions by Gas Chromatography | USEPA | OAQPS-18 ~ EPA OAR/OAQPS/EMAEMC ; Gaseous Organic Compounds in Air Emissions by Gas Chromatography |  | https://www.nemi.gov/methods/method_summary/7629/ | 7/31/2013 12:00:00 AM
5066 | OAQPS-23 | Dioxins and Furans in Air Emission Combustor Wastes by HRGC-HRMS | USEPA | OAQPS-23 ~ EPA OAR/OAQPS/EMAEMC ; Dioxins and Furans in Air Emission Combustor Wastes by HRGC-HRMS |  | https://www.nemi.gov/methods/method_summary/7631/ | 7/31/2013 12:00:00 AM
5067 | OAQPS-26 | Hydrogen Halides in Air Emissions by Ion Chromatography | USEPA | OAQPS-26 ~ EPA OAR/OAQPS/EMAEMC ; Hydrogen Halides in Air Emissions by Ion Chromatography |  | https://www.nemi.gov/methods/method_summary/7633/ | 7/31/2013 12:00:00 AM
198346 | OBS-USGS | OBS-USGS | R10BUNKER |  |  |  | 6/28/2011 12:51:35 PM
530369 | obs01 | eventAIR_TEMP | MDDNR | Air temperature is reported in degrees Celsius to the nearest 0.5 degrees. The value is recorded in boxes 12-14. Box 11 is used to indicate whether the temperature is above, below or exactly zero. If the temperature is above zero, write a plus (+) in box 11. If the temperature is below zero, write a minus (-) and leave box 11 blank if the temperature is 0 degrees. If the air temp is a single digit (-/+ 4.0), a zero must be placed in box 12 of the field sheet for example: -04.0. |  |  | 11/7/2018 3:11:44 PM
530375 | obs03 | eventCLOUD_CODE | MDDNR | Enter percentage cloud cover code. Percentage cloud cover is reported as values from 0 -100 % |  |  | 7/8/2013 8:08:45 PM
530370 | obs08 | eventLOW_PYCNOCLINE | MDDNR | Record the calculated value for the lower pycnocline limit in meters in the lower pycnocline field of the field data sheet. If no pycnocline exists, leave blank. The pycnocline is a region in which the water density changes appreciably with increasing depth and thus forms a layer of much greater stability than is provided by overlying surface waters. Use the following procedure to determine pycnocline values. The pycnocline Calculated Threshold Value (CTV) is used to determine the boundaries of the pycnocline and to calculate the depths at which grab samples should be collected. The pycnocline Calculated Threshold Value (CTV) is derived using the equation: CTV = ((Cb-Cs)/(Db-Ds))*2. Where: Cb= bottom conductivity (micromhos/cm), Cs= surface conductivity (micromhos/cm), Db= depth of bottom conductivity measurement (m), Ds= depth of surface conductivity measurement (m), CTV= calculated threshold value (micromhos/cm). For example, if bottom conductivity: 15800 micromhos/cm; surface conductivity: 9500 micromh0s/cm; depth of bottom conductivity measurement: 14.6 m; depth of surface conductivity measurement: 0.5 m, CTV=((15800-6300)/(14.6-0.5))*2=893.6 micromhos/cm. If the Calculated Threshold Value is greater than 500 micromhos/cm, a pycnocline exists with boundaries at the first and last depths where the change in conductivity is greater than the CTV. For example, continuing with the CTV value: 893 derived in the example calculation above, and evaluating conductivity readings moving up in the water column from the bottom, the lower boundary of the pycnocline occurs at first depth where the change in conductivity from that measured at the preceding depth exceeds 893. Moving upward in the water column, the upper boundary of the pycnocline occurs at last depth where the change in conductivity from that measured at the preceding depth exceeds 893. Samples will be taken as follows. If a pycnocline exists: pycnocline exists, take collections at: a. 0.5 m below surface; b. 1.5 m above upper boundary of pycnocline; c. 1.5 m below lower boundary of pycnocline; and d. 1.0 m above bottom to nearest 1.0 m that is at least one full m from bottom. If there is no discernable pycnocline, take collections at: a. 0.5 m below surface; b. at closest profile depth one third the distance from the surface to the bottom; c. at closest profile depth two thirds the distance from the surface to the bottom; and 1.0 m above bottom to nearest 1.0 m that is at least one full m from bottom. NOTE 1: In the rare cases when the sample is theoretically 'below the bottom' or 'above the surface', use following procedures. If the below pycnocline (BP) sample is determined to be below the bottom sample, collect the BP sample at the bottom sample depth. If the above pycnocline (AP) sample is determined to be above the surface sample, collect the AP sample at 0.5 m. Take samples as described in section B. 3. (No Discernable Pycnocline), above, if either of the following two conditions are true: a. the CTV is less than 500 micromhos/cm or b. the CTV is equal to or greater than 500 micromhos/cm BUT no depth interval exceeds that CTV. NOTE 2: Upper and lower boundaries of the pycnocline may be the same point. If this is the case, collect the Above Pycnocline sample 1.5 m above the upper pycnocline limit and collect the Below Pycnocline sample 1.5 m below the lower pycnocline limit. |  |  | 7/6/2018 2:20:30 PM
530371 | obs09 | eventPER_CLOUD | MDDNR | Enter the amount of cloud cover in these boxes. Percent Cloud Cover is reported as values from 00 to 100 percent. Numbers must be right justified, e.g., __5 (not 5__). |  |  | 11/7/2018 3:11:44 PM
530376 | obs12 | eventTIDE_CODE | MDDNR | Record tide stage based on the following criteria: Tide_code: E for ebb tide, stage of water movement from a higher to a lower level; Tide_code: F for flood tide, stage of water movement from a lower to a higher level; Tide_code: L for |  |  | 7/8/2013 8:12:29 PM
530372 | obs13 | eventTOTAL_DEPTH | MDDNR | Enter the total depth at the station in meters to the nearest 0.5 m for mainstem stations. |  |  | 11/7/2018 3:11:44 PM
530373 | obs14 | eventUPP_PYCNOCLINE | MDDNR | Record the calculated value for the upper pycnocline limit in meters in the upper pycnocline field of the field data sheet. If no pycnocline exists, leave blank. The pycnocline is a region in which the water density changes appreciably with increasing depth and thus forms a layer of much greater stability than is provided by overlying surface waters. Use the following procedure to determine pycnocline values. The pycnocline Calculated Threshold Value (CTV) is used to determine the boundaries of the pycnocline and to calculate the depths at which grab samples should be collected. The pycnocline Calculated Threshold Value (CTV) is derived using the equation: CTV = ((Cb-Cs)/(Db-Ds))*2. Where: Cb= bottom conductivity (micromhos/cm), Cs= surface conductivity (micromhos/cm), Db= depth of bottom conductivity measurement (m), Ds= depth of surface conductivity measurement (m), CTV= calculated threshold value (micromhos/cm). For example, if bottom conductivity: 15800 micromhos/cm; surface conductivity: 9500 micromh0s/cm; depth of bottom conductivity measurement: 14.6 m; depth of surface conductivity measurement: 0.5 m, CTV=((15800-6300)/(14.6-0.5))*2=893.6 micromhos/cm. If the Calculated Threshold Value is greater than 500 micromhos/cm, a pycnocline exists with boundaries at the first and last depths where the change in conductivity is greater than the CTV. For example, continuing with the CTV value: 893 derived in the example calculation above, and evaluating conductivity readings moving up in the water column from the bottom, the lower boundary of the pycnocline occurs at first depth where the change in conductivity from that measured at the preceding depth exceeds 893. Moving upward in the water column, the upper boundary of the pycnocline occurs at last depth where the change in conductivity from that measured at the preceding depth exceeds 893. Samples will be taken as follows. If a pycnocline exists: pycnocline exists, take collections at: a. 0.5 m below surface; b. 1.5 m above upper boundary of pycnocline; c. 1.5 m below lower boundary of pycnocline; and d. 1.0 m above bottom to nearest 1.0 m that is at least one full m from bottom. If there is no discernable pycnocline, take collections at: a. 0.5 m below surface; b. at closest profile depth one third the distance from the surface to the bottom; c. at closest profile depth two thirds the distance from the surface to the bottom; and 1.0 m above bottom to nearest 1.0 m that is at least one full m from bottom. NOTE 1: In the rare cases when the sample is theoretically 'below the bottom' or 'above the surface', use following procedures. If the below pycnocline (BP) sample is determined to be below the bottom sample, collect the BP sample at the bottom sample depth. If the above pycnocline (AP) sample is determined to be above the surface sample, collect the AP sample at 0.5 m. Take samples as described in section B. 3. (No Discernable Pycnocline), above, if either of the following two conditions are true: a. the CTV is less than 500 micromhos/cm or b. the CTV is equal to or greater than 500 micromhos/cm BUT no depth interval exceeds that CTV. NOTE 2: Upper and lower boundaries of the pycnocline may be the same point. If this is the case, collect the Above Pycnocline sample 1.5 m above the upper pycnocline limit and collect the Below Pycnocline sample 1.5 m below the lower pycnocline limit. |  |  | 7/6/2018 2:20:30 PM
530377 | obs15 | eventWAVE_CODE | MDDNR | Record wave height in meters on the field data sheet. Use the following criteria: 0.00 m (flat calm), 0.09 m (slight ripple -1 ft), 0.40 m (1-2 ft), 1.00 m (2-4 ft), 1.5 m (4-6 ft). Wave height in meters will be transformed to wave_height_code values during data processing. Wave height codes are as follows: 0 to 0.1 meters (Calm) = wave_height_code: 0; |  |  | 7/8/2013 8:13:05 PM
530378 | obs16 | eventWAVE_HEIGHT | MDDNR | Record wave height in meters on the field data sheet. Use the following criteria: 0.00 m (flat calm), 0.09 m (slight ripple -1 ft), 0.40 m (1-2 ft), 1.00 m (2-4 ft), 1.5 m (4-6 ft). Wave height in meters will be transformed to wave_height_code values during data processing. Wave height codes are as follows: 0 to 0.1 meters (Calm) = wave_height_code: 0; |  |  | 11/7/2018 3:11:44 PM
530379 | obs17 | eventWEATHER_TODAY | MDDNR | Record the appropriate Weather Code for Weather Today on the field sheet base the entry on the following Weather Codes and descriptions: 10 - NONE; 11 - drizzle; 12 - rain; 13 - heavy rain; 14 - squally ; 15 - frozen precipitation and 16 - mixed rain and snow. Blank weather code entries indicate either not recorded or not applicable. |  |  | 7/8/2013 8:14:10 PM
530380 | obs18 | eventWEATHER_YES | MDDNR | Record the appropriate Weather Code for Weather Yesterday on the field sheet base the entry on the following Weather Codes and descriptions: 10 - NONE; 11 - drizzle; 12 - rain; 13 - h |  |  | 7/8/2013 8:14:34 PM
530381 | obs19 | eventWIND_CODE | MDDNR | Record wind Speed in knots on the field sample sheet. Record the Minimum Wind Speed (or lower range) and record the Maximum Wind Speed (or upper range). For example, if the wind is blowing from10 to 20 knots, the minimum wind velocity is '10,' and the maximum wind velocity is '20.' If only one number is needed to designate the wind velocity conditions, enter the identical numbers in both the boxes for minimum velocity as well as in the boxes for maximum velocity. Beaufort wind force scale values may be used when recording wind velocity. 01-03 (slight ripple), 04-06 (small waves, not breaking), 07-10 (scattered whitecaps), 11-16 (numerous whitecaps), 17-21 (moderate waves, many whitecaps, 22-27 (large waves, many whitecaps), and 28-33 (sea heaps get off the water! NOW). |  |  | 7/8/2013 8:14:55 PM
530382 | obs20 | eventWIND_DIRECTION | MDDNR | Record Wind Direction using the following letters to describe the direction the wind is blowing from: E - from the East (90 degrees); ENE - from the East Northeast (67.5 degrees); ESE - from the East Southeast (112.5 degrees); N - from the North (0 degrees); NE - from the Northeast (45 degrees); NNE - from the North Northeast (22.5 degrees); NNW - from the North Northwest (337.5 degrees); NW - from the Northwest (315 degrees); S - from the South (180 degrees); SE - from the Southeast (135 degrees); SSE - from the South Southeast (157.5 degrees); SSW - from the South Southwest (202.5 degrees); SW - from the Southwest (225 degrees); W - from the West (270 degrees); WNW - from the West Northwest (292.5 degrees); WSW - from the West Southwest (247.5 degrees). |  |  | 7/8/2013 8:15:45 PM
530383 | obs21 | eventWIND_MAX | MDDNR | Record estimated maximum wind velocity in knots at the time the sample was collected. |  |  | 11/7/2018 3:11:44 PM
530384 | obs22 | eventWIND_MIN | MDDNR | Record estimated minimum wind velocity in knots at the time the sample was collected. |  |  | 11/7/2018 3:11:44 PM
530385 | obs23 | eventWIND_SPEED | MDDNR | Record estimated wind velocity in knots at the time the sample was collected. |  |  | 11/7/2018 3:11:44 PM
530374 | obs24 | eventSecchi | MDDNR | Measure water transparency using Secchi depth. Determine Secchi depth in meters to the nearest 0.1 meter using a 20-cm standard Secchi disc lowered into the water column with a calibrated rope. Make observations on the shady side of the boat. Do not wear sunglasses while taking a Secchi reading. |  |  | 11/7/2018 3:11:44 PM
530435 | obs25 | obsINSDEC_F01N | MDDNR | A LICOR quantum meter with an attached underwater probe is used in the measurement of light penetration in the surface of the water. |  |  | 10/17/2014 3:29:16 PM
530436 | obs26 | obsINSUW_F01N | MDDNR | A LICOR quantum meter with an attached underwater probe is used in the measurement of light penetration in the water column. |  |  | 10/17/2014 3:29:16 PM
530437 | obs27 | obsORP_F01N | MDDNR | Oxidation Reduction Potential is measured with a meter and probe in situ. |  |  | 9/25/2013 11:56:37 AM
733261 | OCDD | 1,2,3,4,6,7,8,9-Octachlorodibenzo-p-dioxin | EPATEST |  |  |  | 12/9/2016 7:55:54 AM
733262 | OCDF | 1,2,3,4,6,7,8,9-Octachlorodibenzofuran | EPATEST |  |  |  | 12/9/2016 7:55:54 AM
733182 | OCS | Octachlorostyrene | EPATEST |  |  |  | 12/9/2016 7:55:47 AM
764545 | ODA Dacthal | ODA Dacthal | OREGONDEQ | Oregon Department of Agriculture method for measuring Dacthal- Dacthal Diacid by SPE and GC/ECD |  |  | 2/7/2019 4:58:49 PM
762726 | ODA Pest | ODA Pest Screen | OREGONDEQ | ODA Pesticide Screen |  |  | 2/8/2019 11:35:22 AM
447457 | ODU/AMRL-PART | Particle Size Analysis Applied Marine Research Laboratory Old Dominion University | 21VASWCB |  |  |  | 12/31/2018 9:02:03 AM
526131 | OEPA 160.1 | OEPA 160.1 | 21OHIO_WQX |  |  |  | 1/9/2017 9:48:15 AM
526125 | OEPA 170.2 | OEPA 170.2 | 21OHIO_WQX |  |  |  | 1/9/2017 10:39:25 AM
526114 | OEPA 180.1 | OEPA 180.1 | 21OHIO_WQX |  |  |  | 4/1/2016 4:49:02 PM
526109 | OEPA 310.2 | OEPA 310.2 | 21OHIO_WQX |  |  |  | 1/9/2017 10:33:29 AM
526112 | OEPA 335.2 | OEPA 335.2 | 21OHIO_WQX |  |  |  | 1/9/2017 10:37:44 AM
529066 | OEPA 335.2 | OEPA 335.2 | 21OHDGW_WQX |  |  |  | 3/10/2016 12:59:10 PM
526132 | OEPA 650.1 | OEPA 650.1 | 21OHIO_WQX |  |  |  | 1/9/2017 10:33:22 AM
762736 | OEPA Lab Method | OEPA Method | 21OHIO_WQX |  |  |  | 1/29/2019 3:48:17 PM
763095 | OEPA Lab Method | SM 2540C | 21OHDGW_WQX |  |  |  | 10/24/2018 11:37:49 AM
529055 | OEPA Method | OEPA Method | 21OHDGW_WQX |  |  |  | 3/10/2016 12:58:53 PM
526103 | OEPA Method | OEPA Method | 21OHIO_WQX |  |  |  | 1/9/2017 10:33:22 AM
4952 | OFR 02-150 ALGAE | Algal community sampling by revised NAWQA protocols | USDOI/USGS | OFR 02-150 Algae ~ USGS NAWQA ; Algal community sampling by revised NAWQA protocols |  | https://www.nemi.gov/methods/method_summary/9912/ | 7/31/2013 12:00:00 AM
4953 | OFR 02-150 FISH | Fish community sampling by revised NAWQA protocol | USDOI/USGS | OFR 02-150 Fish ~ USGS NAWQA ; Fish community sampling by revised NAWQA protocol |  | https://www.nemi.gov/methods/method_summary/9908/ | 7/31/2013 12:00:00 AM
4954 | OFR 02-150 INVERTS | NAWQA Invertebrate Sampling Protocols | USDOI/USGS | OFR 02-150 Inverts ~ USGS NAWQA ; NAWQA Invertebrate Sampling Protocols |  | https://www.nemi.gov/methods/method_summary/9312/ | 7/31/2013 12:00:00 AM
4955 | OFR_01-445 | Methyl Mercury in Water | USDOI/USGS | OFR_01-445 ~ USGS Mercury Lab, WI ; Methyl Mercury in Water |  | https://www.nemi.gov/methods/method_summary/7279/ | 7/31/2013 12:00:00 AM
1186 | OG015R | Volatile Organics in Radioactive Liquids | USDOE/ASD |  |  |  | 8/12/2006 11:50:00 PM
1187 | OG100R | PCBs in Solid Radioactive Wastes | USDOE/ASD |  |  |  | 8/12/2006 11:50:00 PM
1188 | OH100R | TCLP Acidic Semivolatiles Using HPLC | USDOE/ASD | OH100R ~ DOE ; TCLP Acidic Semivolatiles Using HPLC |  | https://www.nemi.gov/methods/method_summary/4773/ | 8/12/2006 11:50:00 PM
2473 | OHC | Organics Analysis, Multi-Media, Hi-Conc | USEPA |  |  |  | 8/12/2006 11:50:00 PM
3157 | OIA-1677 | Available Cyanide by Flow Injection, Ligand Exchange, and Amperometry | USEPA | https://www.nemi.gov/methods/method_summary/4836/ | 1 |  | 11/12/2008 10:58:17 AM
5219 | OIA-1677 | Cyanide by Amperometry | O-I-ANALYTICAL | OIA-1677 ~ O-I-Analytical ; Cyanide by Amperometry | 1 | https://www.nemi.gov/methods/method_summary/4836/ | 7/31/2013 12:00:00 AM
530132 | OK8000/8100M | Analytical Method from Red River | SFNOES_WQX |  |  |  | 9/16/2016 5:10:02 PM
530131 | OK8020/8015M | Analytical Method from Red River | SFNOES_WQX |  |  |  | 9/16/2016 5:09:04 PM
565489 | OLC 3.2 | LOW CONCENTRATION ORGANIC ANALYSIS | 21ARIZ_WQX |  |  |  | 11/25/2015 5:24:01 PM
5258 | OLM4.2 | Organic Compounds in Water,sediment,soil by purge and trap Gas Chromatography/Mass Spectrometry (GC/MS) and (GC/EC) | USEPA | http://www.epa.gov/superfund/programs/clp/download/olm/olm42a-d.pdf |  |  | 3/28/2014 8:50:00 AM
458971 | OM-ALK | OM-Alkalinity | O_MTRIBE_WQX |  |  |  | 12/9/2015 2:44:23 AM
458970 | OM-COLI | OM-Escherichia coli | O_MTRIBE_WQX |  |  |  | 12/9/2015 2:44:21 AM
458972 | OM-FLOW | OM-Flow | O_MTRIBE_WQX |  |  |  | 12/9/2015 2:44:24 AM
458969 | OM-SAL | OM-Salinity | O_MTRIBE_WQX |  |  |  | 12/9/2015 2:44:21 AM
4732 | OM100R | Semi-volatile Organic Compounds in Multi-media Samples by Capillary Column Ion Trap MS | USDOE/ASD | OM100R ~ DOE ; Semi-volatile Organic Compounds in Multi-media Samples by Capillary Column Ion Trap MS |  | https://www.nemi.gov/methods/method_summary/4795/ | 7/31/2013 12:00:00 AM
1189 | OM500R | Organic Acids in Mixed Hazard Waste by LC/MS | USDOE/ASD |  |  |  | 8/12/2006 11:50:00 PM
1190 | OM510R | Chelators in Mixed Hazardous Waste by GC/MS | USDOE/ASD |  |  |  | 8/12/2006 11:50:00 PM
111266 | ON | Organic Nitrogen | 21FLLOX_WQX |  |  |  | 12/4/2018 3:04:34 PM
20090 | ON-CALC_ELS | Calculation of Organic Nitrogen As N | 21DELAWQ_WQX | Organic Nitrogen = |  |  | 5/15/2009 12:58:03 PM
1191 | OP010R | VOAs in High-Level Radioactive Wastes | USDOE/ASD |  |  |  | 8/12/2006 11:50:00 PM
1192 | OP020R | VOA in Solid RMW by Ultrasonic Extract | USDOE/ASD |  |  |  | 8/12/2006 11:50:00 PM
1193 | OP040R | ZHE Extraction for TCLP Volatiles | USDOE/ASD |  |  |  | 8/12/2006 11:50:00 PM
1194 | OP100R | PCBs in Radioactive Wastes Using GC-ECD | USDOE/ASD |  |  |  | 8/12/2006 11:50:00 PM
1195 | OP130R | TCLP for Semivolatiles and Pesticides | USDOE/ASD | OP130R ~ DOE ; TCLP for Semivolatiles and Pesticides |  | https://www.nemi.gov/methods/method_summary/4774/ | 8/12/2006 11:50:00 PM
522185 | OP8048 | HACH-OrthPhosphorus 8048 | SCEQ |  | 8048 |  | 3/6/2013 12:04:43 PM
530106 | OPO4 | Phosphorus, Orthophosphate | CAPECRD_WQX |  |  |  | 6/17/2014 2:25:00 PM
764538 | Organism Identificat | Organism Identification / Count | OREGONDEQ | Counting method used for EMAP/REMAP/CEMAP |  |  | 1/14/2019 8:16:13 PM
522123 | ORGN | Organic Nitrogen (Calculated TKN-NH3N) | CAPECRD_WQX |  |  |  | 6/17/2014 2:24:58 PM
547646 | ORGNIT | ORGNIT | 21FLHILL_WQX | Organic Nitrogen. Similar to SM 4500 N |  |  | 12/6/2018 1:00:13 PM
109938 | ORGP | Organic Phosphorous (Calculated Total PO4-Ortho PO4) | CAPECRD_WQX |  |  |  | 6/17/2014 2:24:59 PM
5221 | ORNL-01 | Toxins in Water by Chlorophyll Fluorescence | ORNL | ORNL-01 ~ ORNL ; Toxins in Water by Chlorophyll Fluorescence |  | https://www.nemi.gov/methods/method_summary/9263/ | 7/31/2013 12:00:00 AM
110714 | ORTHO P | Ortho-Phosphorus | 21FLMANA_WQX | SM 4500 PE There are no separate sample preparation steps for this analysis |  |  | 1/22/2018 2:53:06 PM
1196 | OS010 | Total Organic Chlorine in Oil | USDOE/ASD |  |  |  | 8/12/2006 11:50:00 PM
1197 | OS030 | Chlorinated VOCs in Water and Air | USDOE/ASD |  |  |  | 8/12/2006 11:50:00 PM
1198 | OS040(S) | Volatile Organics in Soil | USDOE/ASD | in Sediment |  |  | 8/12/2006 11:50:00 PM
1199 | OS040(W) | Volatile Organics in Water | USDOE/ASD | in Water |  |  | 8/12/2006 11:50:00 PM
2474 | OSW-A | Metals in Incinerator Exhausts | USEPA |  |  |  | 8/12/2006 11:50:00 PM
2475 | OSW-B | Hexavalent Chromium in Stack Emissions | USEPA |  |  |  | 8/12/2006 11:50:00 PM
732118 | Oswego-Dx | GLFMSP Dioxins | EPA_GLNPO |  |  |  | 6/30/2017 2:35:14 PM
732119 | OTHER | Other | EPA_GLNPO |  |  |  | 2/21/2019 5:39:45 PM
131314 | OTHER/UNKNOWN | Other or Unknown Procedure | 21FLSJWM_WQX |  |  |  | 12/17/2018 10:32:05 AM
764422 | OTHER/UNKNOWN | Other of Unknown Procedure | 21FLSUW_WQX | SJWMD standard preparation methods |  |  | 12/11/2018 12:07:59 PM
762510 | OWRB-Lakes-Routine | OWRB Lakes Field Data Collection | OKWRB-LAKES_WQX | OWRB-Lakes field data collection methodology according to SOP. |  |  | 6/13/2018 1:43:51 PM
733359 | OWRB-Streams Field | OWRB Streams Field Data Collection | OKWRB-STREAMS_WQX | OWRB-Streams field data collection methodology according to SOP. |  |  | 5/22/2018 2:36:21 PM
740891 | OX006 | OX006 | AZDEQ_SW |  |  |  | 11/10/2017 2:13:38 PM
107109 | Oxchlor | Oxychlordane | EPATEST |  |  |  | 12/9/2016 7:55:47 AM
744627 | Oxygen-18 | CO2 equilibration technique | AKDECAKMAP |  |  |  | 3/28/2018 7:17:58 PM
506789 | OZAR_CHLA | Chlorophyll a - Corrected for pheophytin, by Fluorometer | 11NPSWRD_WQX | Lab analysis for Suspended Chlorophyll a - Analyzed fluorometrically on samples extracted in 95% ethanol heated to 72 degrees C. Determined µg/L concentration for each of the two 500 ml sub samples. UMC Lab used a Turner Designs TD 700 Fluorometer for sample analysis. Perkins Lab used a Barnstead/Thermoline Quantech Fluorometer for sample analysis. The mechanical method used with the above procedure is found in: Knowlton, M.F. 1984. Flow-through microcuvette for fluorometric determination of chlorophyll. Wat. Res. Bull. 20:1198-1205. Sartory, D.P. and J.U. Grobbelaar; 1984; Extraction of Chlorophyll-a from freshwater phytoplankton for spectrophotometric analysis; Hydrobiologia; 114:177-187 |  |  | 2/14/2018 4:56:13 PM
506795 | OZAR_FLO-MATE | Flow-Mate 2000 Velocity Meter | 11NPSWRD_WQX | 1.The first step is to pick your cross-section. The best cross-sections are strait, with flow perpendicular to cross-section. Depth is uniform, taking on the shape of a wide ?U?. Obstructions, eddies, and undercut banks are minimized to ensure velocities are nearly uniform both across the stream and in the water column. Still pools are avoided because low velocities are hard for the meter to detect and the act of moving the rod and yourself with cause erroneous measurements. However, depths must also be deep enough to submerge the entire sensor. Most sites will have some problems, so you have to pick the best available. 2. Stretch your tape from bank to bank, either tying the ends to vegetation or metal rods. The tape should be tight, minimizing slack. 3. Record your right and left edges of water. Look downstream to determine which side are left and right. The difference is your width. If very large sections near the end will be immeasurable, set the edge where you will be able to actually start measuring. Record in your comments section of the discharge form that there is missing flow and the reason why. 4. Now you determine the locations of your velocity measurements. Standard USGS methods suggest at least 20 locations. For very small streams, this may not be possible. Velocity measurements should be taken no less than 0.10 ft apart. 5. Locate your first measurement site at half your interval from the edge instead of having your first measurement at your edge of water. Then proceed with your normal interval between measurement sites until you reach the other edge. If the math was done correctly, all will have the same width. 6. Go to the first site and use the wading rod to determine water depth by placing the rod perpendicular to the water level. In high velocity sections, water may 'pile up' on the upstream side, so use the downstream side of the rod to determine depth. Rods are graduated with double marks as tenths of meters, triple marks as half meters. 7. The velocity measurement is taken at the 60% depth [ie, 60% from the water surface, or 40% from the stream bed]. The smaller rod must be set manually so the sensor is at the correct depth. With the large top-self-setting rod , you set the sliding rod to the tenths of meter at the correct hundredths of meters on the fixed rod. So, for example, at a depth of 1.35 meters, the sliding rod mark 13 would be set at the fixed rod mark of 5 . At depth of 2.1 m, the sliding rod mark of 21 would be set at the fixed rod mark of 0. Record the water depth. 8. Once the sensor is at the correct depth, put the sensor head pointed upstream stream, directly at the flow. The meter will average velocity values over a user selected number of seconds. If the sensor is out of the water, it may read '----'. Press the 'ON/C' button to force the meter to read in the water. Once velocity measurements have stabilized, record the velocity. In very slow water, it may take a while for the readings to stabilize, so minimizing your movement in such water. 9. Once complete, record if any changes in water level occurred during the measurement. 10. Open the blank discharge Excel spreadsheet and fill in with the correct width, depth, and velocity. The spreadsheet will calculate the depth (in feet), the area, and discharge. Use these numbers to finish the form. Save the spreadsheet by as sitename_date. 11. The forms are stored at?.. 12. Record the discharges in NPStoret. |  |  | 4/24/2018 9:27:46 AM
506800 | OZAR_FS | Fecal Streptococcus by Membrane Filter | 11NPSWRD_WQX | Membrane filtration of 20mL samples, sample within detectable limits of 20-60 colonies per 100mL was used, KF (agar), 35.0 degrees C water bath for 48 hrs. Difco Laboratories; 1998; Difco Manual 11th Edition, 1998; Difco Laboratories; Sparks, Maryland; 862 pp |  |  | 2/14/2018 4:56:14 PM
506793 | OZAR_HACH2100P | HACH 2100P Turbidity Meter | 11NPSWRD_WQX | 1.All sample bottles should be shaken vigorously before examination. 2.Rinse sample cell three times and fill to line from 500ml sample bottle. Ensure no air bubbles or condensation is present on the outside of the sample cell prior to taking a turbidity reading. Dirty glassware, the presence of air bubbles and the effects of vibrations that disturb the surface visibility of the sample will lead to false results. 3.Clean the outside of the sample cell. Turbidity vials can be handled by the cap of the vial, the portion of the vials that will not be in the area of meter detection. Examine the vials for cleanliness by holding them before a light. Vials can be cleaned by wiping the sides and bottom first with alcohol using a Kimwipe and then with a light coating of silicone using a lint-free cloth. 4.Turn on the meter by pressing ON button and place sample cell in holder -arrow (front) facing forward to mark on meter. Close lid. 5.Press READ button, when No.?s stop flashing record turbidity. (see table 4 for expected reading range) 6.Remove sample cell and check for condensation or air bubbles. If sample cell looks ?bad? wipe or invert sample cell to remove condensation or air bubbles and recheck reading 7.Sample may be mixed again and second reading taken for correlation. |  |  | 4/24/2018 9:27:44 AM
506799 | OZAR_HACH44600 | HACH 44600 Meter Specific Conductance | 11NPSWRD_WQX | Measurement taken by immersing probe in sample bottle and waiting for stable reading. Result is adjusted to 25 degrees C. Hach Company; 1989; Model 44600 Conductivity/TDS Meter Manual; Hach Company; 25 pages | 44600 |  | 2/14/2018 4:56:14 PM
506790 | OZAR_HACHALK | Alkalinity by HACH Model 16900-01 Digital Titrator | 11NPSWRD_WQX | Alkalinity refers to the capacity of water to neutralize acids. The presence of carbonates, bicarbonates and hydroxides is the most common cause of alkalinity in natural waters. Alkalinity is determined by titration with HACH Sulfuric Acid Solution (H2SO4), 1.600N, to an endpoint of pH 4.5 at a sample temperature of 25 ±5 °C. The total alkalinity includes all carbonate, bicarbonate, and hydroxide alkalinity. 1.Use water from the 500 ml Nalgene sample bottles. This test should be done within 24 hours of sample collection. 2.Calibrate Orion model 720A Bench top pH/ISE meter to two pH buffer standards of 4.01 pH and 7.0 pH before titrating (see instrument calibration section ?page 17). 3.Clamp the digital titrator to the burette stand. Attach the cartridge of 1.6N Sulfuric Acid Solution to the HACH digital titrator body and insert a clean delivery tube into the titration cartridge. Slide the titrator plunger into the body of the cartridge just until it contacts the cartridge?s plunger. 4.Turn the delivery knob to clear all air bubbles from the delivery tube and eject a few drops of titrate onto a disposable towel. Caution: The titrate is an acid. Wear safety goggles during this procedure and avoid coming into contact with the acid. 5.Reset the counter to zero before beginning titration. 6.Shake each sample bottle. Use a clean graduated cylinder to measure a 100 ml water sample and transfer into the appropriately labeled 250 ml beaker. Rinse the graduated cylinder with distilled water a minimum of three times between each sample. Place the beaker in the water bath until the sample reaches 25O C. 7.Insert a stir bar into the beaker, place the beaker on the electronic stirrer, and turn stirrer on just enough to keep water circulating. 8. Place the pH meter probe tip and the titrate delivery tube into sample water and titrate with sulfuric acid to pH 4.5. Remove the titrator delivery tube from sample water between applications of sulfuric acid. Note: As the pH of the sample approaches 4.5 the response to a given amount of titrate increases. If the temperature changes more than 5 °C during titration stop and return beaker to water bath until the sample reaches 25O C. 9. Record the number showing in the titrator window as the alkalinity of the sample. Total Digits Required = mg/l as CaCO3 Total (T) Alkalinity. (see table 4 for expected reading range) 10. Rinse pH meter probe tip with distilled water and dry titrate delivery tube tip between each sample site test. |  |  | 4/24/2018 9:27:44 AM
743449 | OZAR_INSITUST | IN-SITU Smart Troll, Conductivity, Dissolved Oxygen, pH, and Temperature probe | 11NPSWRD_WQX | Calibrate pH and DO weekly. Calibrate conductivity monthly. Immerse probe completely into the middle of the water column. Hold the probe upstream of the collector while taking measurements. Wait until temperture stabilzing and then start recording until there are 20 readings. Save the readings to the Vi-Situ app. In-Situ; 02/2016; In-Situ Operator's Manual smarTroll TM MP Handheld Instrument for Android; ; Rev. 002 |  |  | 2/14/2018 4:56:23 PM
506798 | OZAR_ORION290A | Orion Model 290A pH and Temperature Probe | 11NPSWRD_WQX | Calibrate meter daily. Immerse probe completely into water column. If water is not flowing, gently agitate probe. Hold the probe upstream of the collector and in the middle of the water column while taking measurements. Record value when reading stabilizes. Replace probe in transport chamber. Thermo Electron Corp.; 1992; Orion Model 290A Portable pH/ISE Meter Instruction Manual, Revision A 1992; Thermo Electron Corp.; Unknown |  |  | 2/14/2018 4:56:14 PM
506787 | OZAR_TEMPAIR | Air Temperature | 11NPSWRD_WQX | Air temperature is measured by hanging a glass thermometer off the vehicle in a shaded area away from the muffler. Allow the thermometer to equilibrate, about 30 seconds, out of direct sunlight. |  |  | 4/24/2018 9:27:44 AM
506791 | OZAR_TN | Total Nitrogen by Second Derivative Spectroscopy | 11NPSWRD_WQX | Lab analysis for Total Nitrogen ? Nitrogen is analyzed using second derivative determination of a potassium persulfate oxidized sample. Determine mg/L concentration for each of the two 50 ml sub samples and report the mean. UMC Lab used a Spectronic Genisis 2 UV/VIS spectrophotometer for sample analysis. Perkins Lab used a Unicam Aquamate UV/Vis spectrophotometer for sample analysis. A comparable national procedure is APHA # 4500-N Total Nitrogen persulfate method |  |  | 4/24/2018 9:27:44 AM
506792 | OZAR_WC_COUNT | Hourly total watercraft count (canoes, kayaks, tubes, rafts, boats) | 11NPSWRD_WQX | Total number of watercraft (canoes, kayaks, tubes, rafts, boats) were counted for a one hour period Unknown; 19--; No Cite - Method Not Cited; Unknown; Vol -- |  |  | 2/14/2018 4:56:14 PM
506796 | OZAR_YSI550_DO | YSI Model 550 DO Meter | 11NPSWRD_WQX | Calibrate the meter before leaving lab in the morning. Readings for dissolved oxygen are taken in the same location in the stream where sample bottles are filled after allowing time for the probe to stabilize before taking a reading. The probe should be fully submerged in the water column, but avoid having the probe near the surface or resting on the bottom. Hold the probe up stream of the collector and in the middle of the water column while taking measurements. If swift laminar flow is not available the probe may need a gentle back and forth movement of approximately 1 foot/second to obtain a stable, accurate reading. When reading is stable record the value in mg/l. |  |  | 4/24/2018 9:27:44 AM
506797 | OZAR_YSI55_DO | YSI Model 55 DO Meter | 11NPSWRD_WQX | Calibrate meter daily. Readings for dissolved oxygen are taken in the same location in the stream where sample bottles are filled after allowing time for the probe to stabilize before taking a reading. The probe should be fully submerged in the water column, but avoid having the probe near the surface or resting on the bottom. Hold the probe up stream of the collector and in the middle of the water column while taking measurements. If swift laminar flow is not available the probe may need a gentle back and forth movement of approximately 1 foot/second to obtain a stable, accurate reading. When reading is stable record the value in mg/l. YSI Incorporated; 1997; YSI 55 Handheld Dissolved Oxygen and Temperature System Operations Manual, 1997; YSI Incorporated; Unknown |  |  | 2/14/2018 4:56:14 PM
506788 | OZAR_YSI63PROBE | YSI Model 63 pH, Conductivity, and Temperature Probe | 11NPSWRD_WQX | Calibrate meter daily. Immerse probe completely into water column. If water is not flowing, gently agitate probe. Hold the probe upstream of the collector and in the middle of the water column while taking measurements. Record value when reading stabilizes. Replace probe in transport chamber. |  |  | 4/24/2018 9:27:44 AM
506794 | OZAR_YSIPROPLUS | YSI Pro Plus Dissolved Oxygen, pH, Conductivity, and Temperature Probe | 11NPSWRD_WQX | Calibrate meter daily. Immerse probe completely into water column. If water is not flowing, gently agitate probe. Hold the probe upstream of the collector and in the middle of the water column while taking measurements. Record value when reading stabilizes. YSI Incorporated; 2009; YSI Professional Plus User Manual; YSI Incorporated; 45p |  |  | 2/14/2018 4:56:13 PM
563090 | P | Elkhead Mine Fall 2003 Sed, Soil | R10ELKHEADMINE | Elkhead Mine Fall 2003 Analytical Method for Sediment and Soil analysis. |  |  | 3/6/2015 5:29:53 PM
2476 | P-001-1 | Chlorinated Pesticides in Soil | USEPA |  |  |  | 8/12/2006 11:50:00 PM
2477 | P-002-1 | Field Screen for Chlorinated Pesticides | USEPA |  |  |  | 8/12/2006 11:50:00 PM
2478 | P-003-1 | Chlorinated Pesticides in Water | USEPA |  |  |  | 8/12/2006 11:50:00 PM
2479 | P-004-1 | Field Screen for Chlorinated Pesticides | USEPA |  |  |  | 8/12/2006 11:50:00 PM
2480 | P-005-1 | Organophosphorus Pesticides in Water | USEPA |  |  |  | 8/12/2006 11:50:00 PM
2481 | P-006-1 | Organophosphorus Pesticides in Soil | USEPA |  |  |  | 8/12/2006 11:50:00 PM
2482 | P-007-1 | Phenoxyherbicides in Soil/Sediment | USEPA |  |  |  | 8/12/2006 11:50:00 PM
2483 | P-008-1 | Phenoxyherbicides in Water | USEPA |  |  |  | 8/12/2006 11:50:00 PM
2484 | P-009-1 | CLP Pesticide/PCB in Water/Soil by GC/EC | USEPA |  |  |  | 8/12/2006 11:50:00 PM
2485 | P-01 | Phosphorus-32 in Fish Muscle | USEPA |  |  |  | 8/12/2006 11:50:00 PM
2486 | P-011-1 | Chlorinated Pesticides in Soil by GC/ECD | USEPA |  |  |  | 8/12/2006 11:50:00 PM
2487 | P-02 | Stable Phosphorous in Biological Samples | USEPA |  |  |  | 8/12/2006 11:50:00 PM
764508 | P-14-12r7 | PREPARATION OF TISSUE SAMPLES FOR CONTAMINANT ANALYSIS (Filleting and Compositing) | NJDEP_DSREH |  |  |  | 1/2/2019 12:40:04 PM
764532 | P-16-103 | ANSP PCER SOP: Mercury Analysis on FIMS-400 | NJDEP_DSREH |  |  |  | 1/2/2019 3:41:31 PM
552364 | P-19 | P-19 | WQXTEST | a |  |  | 6/20/2018 2:47:49 PM
20235 | P-19 | PAR | 21KAN001_WQX | in Handbook for Limnological Methods Owen Lind 1974 |  |  | 1/21/2012 3:46:27 AM
20236 | P-22 | Secchi depth in meters | 21KAN001_WQX | in Handbook for Limnological Methods Owen Lind 1974 |  |  | 2/27/2013 10:25:45 AM
565367 | P-22 | P-22 | WQXTEST | a |  |  | 8/2/2016 9:44:14 PM
63124 | P-ANALYSIS-MDEQ-WQ | Ashing Method for Total Phosphate | MDEQ_WQ_WQX |  |  |  | 12/7/2009 11:14:16 AM
530304 | P0002561 | Perfluoronated compounds (PFCs) by Exygen Protocol P0002561 | MNPCA_AGW |  |  |  | 3/1/2018 10:59:08 AM
274913 | P0002561 | Perfluoronated compounds (PFCs) by Exygen Protocol P0002561 | MNPCA |  |  |  | 12/2/2015 4:25:20 PM
557469 | P1 | trinexapac-ethyl_oisc2014(1) | OISC_WQX | OISC in-house: Various polar compounds in water by QuEChERS extraction and LC/MS/MS |  |  | 11/8/2014 2:22:17 PM
557470 | P2 | atrazine_oisc2014(1) | OISC_WQX | OISC in-house: Atrazine in water direct analysis by LC/MS/MS |  |  | 11/8/2014 2:22:18 PM
557471 | P3 | dicamba_oisc2014(1) | OISC_WQX | OISC in-house: Various polar compounds in water by QuEChERS extraction and LC/MS/MS |  |  | 11/8/2014 2:22:18 PM
557472 | P4 | 2,4_D_oisc2014(1) | OISC_WQX | OISC in-house: Various polar compounds in water by QuEChERS extraction and LC/MS/MS |  |  | 11/8/2014 2:22:18 PM
557473 | P5 | Propiconazole_oisc2014(1) | OISC_WQX | OISC in-house: Various polar compounds in water by QuEChERS extraction and LC/MS/MS |  |  | 11/8/2014 2:22:19 PM
557474 | P6 | MCPP_oisc2014(1) | OISC_WQX | OISC in-house: Various polar compounds in water by QuEChERS extraction and LC/MS/MS |  |  | 11/8/2014 2:22:19 PM
557475 | P7 | Tritconazole_oisc2014(1) | OISC_WQX | OISC in-house: Various polar compounds in water by QuEChERS extraction and LC/MS/MS |  |  | 11/8/2014 2:22:19 PM
60331 | PACE LIPIDS | LIPIDS BY PACE ANALYTICAL | MEDEP_WQX |  |  |  | 4/25/2014 11:50:37 AM
262012 | PACN_BP_YSI | Pacific Island Network Barometric Pressure with YSI | 11NPSWRD_WQX | Unknown; 19--; No Cite - Method Not Cited; Unknown; Vol -- |  |  | 9/26/2018 7:55:25 PM
262011 | PACN_CHL_YSI | Pacific Island Network Optical Chlorophyll with YSI | 11NPSWRD_WQX | Optical analysis of free chlorophyll using wavelength return, optical probe. Unknown; 19--; No Cite - Method Not Cited; Unknown; Vol -- |  |  | 9/26/2018 7:55:26 PM
531177 | PAH S.2G | PAH's in Soil by GC/MS | EPA_R7_WQX | This analysis is performed using RLAB Method 3230.2F and is a subset of the semi-volatile list. The 17 polynuclear aromatic hydrocarbons (PAH's) are extracted from a 50.0 gram sample by accelerated solvent extraction or sonication with methylene chloride. The extract is eluted through a column of silica gel to remove interferences, concentrated and analyzed by Gas Chromatography using a Mass Spectrometer detector (GC/MS). The reporting limits are 80 ug/Kg (ppb). The SOP is a combination of EPA methods SW846-8270D, and -3545A, and meets the requirements of RCRA, and Superfund. It is applicable to soil and sediment. A tentatively identified compound (TIC) list is also included in the data package and aids in determining interferences and other types compounds that could be present, although the quantified amount for TIC's are a rough estimate. The samples need to be collected in 8oz glass jars, refrigerated at 4 C, and protected from exposure to light. Interferences usually result from high molecular weight hydrocarbons or other contaminates co-extracted with the sample. Holding time is 14 days. |  |  | 6/9/2015 1:39:48 PM
553660 | PAH S.2H | EPA Region 7 RLAB Method 3230.2H | EPA_R7_WQX | This analysis is performed using RLAB Method 3230.2H and is a subset of the semi-volatile list. The 17 polynuclear aromatic hydrocarbons (PAH's) are extracted from a 50.0 gram sample by accelerated solvent extraction or automated soxhlet with methylene chloride. The extract is eluted through a column of silica gel to remove interferences, concentrated and analyzed by Gas Chromatography using a Mass Spectrometer detector (GC/MS). The reporting limits are 80 ug/Kg (ppb). The SOP is a combination of EPA methods SW846-8270D, and -3545A, and meets the requirements of RCRA, and Superfund. It is applicable to soil and sediment. A tentatively identified compound (TIC) list is also included in the data package and aids in determining interferences and other types compounds that could be present, although the quantified amount for TIC's are a rough estimate. The samples need to be collected in 8oz glass jars, refrigerated at 4 C, and protected from exposure to light. Interferences usually result from high molecular weight hydrocarbons or other contaminates co-extracted with the sample. Holding time is 14 days. Analysis Summary: Method: EPA Region 7 RLAB Method 3230.2H Method Title: Analysis of Water, Solids, and Hazardous Waste for Semivolatile Organic Compounds |  |  | 1/26/2018 11:49:16 AM
2488 | PAH-001(S) | Field Analysis of PAHs by GC/FID | USEPA | in Sediment |  |  | 8/12/2006 11:50:00 PM
2489 | PAH-001(W) | Field Analysis of PAHs by GC/FID | USEPA | in Water |  |  | 8/12/2006 11:50:00 PM
2490 | PAH-002 | PAHs in Water by GC/FID | USEPA |  |  |  | 8/12/2006 11:50:00 PM
2491 | PAH-005 | Polycyclic Aromatic Hydrocarbons in Soil | USEPA |  |  |  | 8/12/2006 11:50:00 PM
2492 | PAH-006 | Polycyclic Aromatic Hydrocarbons in Water | USEPA |  |  |  | 8/12/2006 11:50:00 PM
2493 | PAH-008 | Total PAHs in Soil | USEPA |  |  |  | 8/12/2006 11:50:00 PM
2494 | PAH-009 | Analysis of PAHs by GC/FID and GC/PID | USEPA |  |  |  | 8/12/2006 11:50:00 PM
2495 | PAH-011 | Analysis of PAHs in Soil by GC/FID | USEPA |  |  |  | 8/12/2006 11:50:00 PM
2496 | PAH-012 | Analysis of PAHs in Soil by HPLC | USEPA |  |  |  | 8/12/2006 11:50:00 PM
262022 | PAI DK03 | PAI DK03 | 21IOWA_WQX |  |  |  | 10/30/2018 4:49:47 PM
762493 | PAI DK03 | PAI DK03 | IOWAGW_WQX |  |  |  | 5/25/2018 10:13:59 AM
458963 | PAI- DK 02 | Total Kjeldahl Nitrogen | SACFOXMO | Laboratory Analytical Method |  |  | 2/14/2012 3:56:39 PM
507018 | PAI-DK 02-LABPROVIDE | TKN | WINNEBAGO07_WQX | Method provided and run lab, please contact for more information. |  |  | 1/21/2015 1:07:02 PM
110383 | PAI-DK0 | Total Kjeldahl Nitrogen | LAKELAND_WQX |  |  |  | 5/1/2014 8:51:26 AM
5535 | PAI-DK01 | Nitrogen, Total Kjeldahl, Block Digestion, Steam Distillation, Titrimetric Detection | O-I-ANALYTICAL |  |  |  | 3/2/2016 1:05:46 PM
733489 | PAI-DK02 | Total Kjeldahl Nitrogen - Block digestion, Steam Distillation, Colorimetric Detection | COEOMAHA_WQX |  |  |  | 2/19/2019 9:28:17 AM
532702 | PAI-DK03 | Block Digestion, Automated FIA Gas Diffusion | IDEQ_WQX | 40CFR136.3 Table 1B Footnote 41 |  |  | 1/14/2014 12:05:10 PM
5222 | PALINTEST CHLOROSENS | Chlorine, free and total, in drinking water by Amperometry | PALINTEST LTD | Palintest ChloroSense ~ PALINTEST LTD ; Chlorine, free and total, in drinking water by Amperometry |  | https://www.nemi.gov/methods/method_summary/10616/ | 7/31/2013 12:00:00 AM
111263 | PAR | Light Attenuation | 21FLLOX_WQX |  |  |  | 12/4/2018 3:04:35 PM
532707 | PAR | PAR | 21KAN001_WQX | photosynthetic active radiation Handbook of Common Methods in Limnology, Pg. 16 |  |  | 12/3/2015 10:45:54 AM
109869 | PAR | Light par | CHNEPMP_WQX |  |  |  | 12/13/2018 11:20:40 AM
742773 | PAR | Light, photosynthetic active radiation at depth (PAR) | 31DELRBC_WQX |  |  |  | 2/19/2019 4:16:29 PM
63085 | PAR-METER-MTWTRSHD | Surface/Subsurface PAR Meter | MTWTRSHD_WQX |  |  |  | 11/20/2009 2:48:28 PM
2497 | PART_1 | Trihalomethanes in Water by Purge and Trap | USEPA |  |  |  | 8/12/2006 11:50:00 PM
2498 | PART_2 | Trihalomethanes in Drinking Water by GC | USEPA |  |  |  | 8/12/2006 11:50:00 PM
2499 | PART_3 | Maximum Total Trihalomethane Potential | USEPA |  |  |  | 8/12/2006 11:50:00 PM
2500 | PB-01 | Lead-210 in Water and Solid Samples | USEPA |  |  |  | 8/12/2006 11:50:00 PM
1247 | PB-01(A) | Lead-210 in Air filters | USDOE/EML |  |  |  | 8/12/2006 11:50:00 PM
1248 | PB-01(B) | Lead-210 in Bone | USDOE/EML |  |  |  | 8/12/2006 11:50:00 PM
1249 | PB-01(F) | Lead-210 in Food | USDOE/EML |  |  |  | 8/12/2006 11:50:00 PM
1250 | PB-01(W) | Lead-210 in Water | USDOE/EML | in Water |  |  | 8/12/2006 11:50:00 PM
5314 | Pb-01-RC | Lead-210 in Bone, Food, Urine, Feces, Blood, Air, and Water | DOE | Lead-210 is isolated from most interferences. Its progeny 210Bi is separated from 210Pb, and the beta activity is measured by atomic absorption spectrometer radiometrically after ingrowth. https://www.nemi.gov/methods/method_pdf/4844/ |  | https://www.nemi.gov/methods/method_summary/4844/ | 7/22/2015 10:15:13 AM
4736 | PB-01-RC | Lead-210 in Bone, Food, Urine, Feces, Blood, Air, and Water | USDOE/EML | Pb-01-RC ~ DOE EML ; Lead-210 in Bone, Food, Urine, Feces, Blood, Air, and Water |  | https://www.nemi.gov/methods/method_summary/4844/ | 7/31/2013 12:00:00 AM
733190 | PBB_153 | 2,2',4,4',5,5'-hexabromobiphenyl | EPATEST |  |  |  | 12/8/2016 12:04:46 PM
733252 | PBDE-tot | Total polybrominated diphenyl ethers | EPATEST |  |  |  | 12/9/2016 7:55:47 AM
733191 | PBDE_047 | 2,2',4,4'-tetrabrominated diphenyl ether | EPATEST |  |  |  | 12/9/2016 7:55:46 AM
733192 | PBDE_066 | 2,3',4,4'-tetrabrominated diphenyl ether | EPATEST |  |  |  | 12/9/2016 7:55:46 AM
733235 | PBDE_071 | 2,3',4',6-TEBDE | EPATEST | 2,3',4',6-tetrabrominated diphenyl ether |  |  | 12/9/2016 7:55:46 AM
733193 | PBDE_099 | 2,2',4,4',5-pentabrominated diphenyl ether | EPATEST |  |  |  | 12/9/2016 7:55:46 AM
733194 | PBDE_100 | 2,2',4,4',6-pentabrominated diphenyl ether | EPATEST |  |  |  | 12/9/2016 7:55:46 AM
733236 | PBDE_118 | 2,3',4,4',5-PEBDE | EPATEST | 2,3',4,4',5-pentabrominated diphenyl ether |  |  | 12/8/2016 12:04:46 PM
733195 | PBDE_153 | 2,2',4,4',5,5'-hexabrominated diphenyl ether | EPATEST |  |  |  | 12/9/2016 7:55:46 AM
733196 | PBDE_154 | 2,2',4,4',5,6'-hexabrominated diphenyl ether | EPATEST |  |  |  | 12/9/2016 7:55:46 AM
733237 | PBDE_166 | BDE-166 | EPATEST | 2,3,4,4',5,6-hexabrominated diphenyl ether |  |  | 12/8/2016 12:04:46 PM
257372 | PC-CALC | Calculated Particulate Carbon | MDE_FIELDSERVICES_WQX |  |  |  | 12/8/2011 3:11:57 PM
2501 | PCB-002 | Field Screening of PCBs in Soil | USEPA |  |  |  | 8/12/2006 11:50:00 PM
2502 | PCB-003 | PCBs in Water | USEPA |  |  |  | 8/12/2006 11:50:00 PM
2503 | PCB-004 | Screening for PCBs in Water | USEPA |  |  |  | 8/12/2006 11:50:00 PM
2504 | PCB-005 | PCBs and Pesticide in Soil | USEPA |  |  |  | 8/12/2006 11:50:00 PM
2505 | PCB-006 | PCBs in Soil as Decachlorobiphenyl by GC | USEPA |  |  |  | 8/12/2006 11:50:00 PM
2506 | PCB-008 | Field Analysis of PCBs in Soil | USEPA |  |  |  | 8/12/2006 11:50:00 PM
2507 | PCB-009 | PCBs in Soil and Oil | USEPA |  |  |  | 8/12/2006 11:50:00 PM
107110 | PCB-tot | Total PCBs | EPATEST |  |  |  | 12/9/2016 7:55:47 AM
732865 | PCBenz | Pentachlorobenzene | EPATEST |  |  |  | 11/21/2016 3:42:56 PM
532308 | PCDD/DF T | PCDD/PCDF in Tissue by GC/HRMS | EPA_R7_WQX | This analysis is NOT performed by the EPA Region 7 lab, but samples can be contracted out to a private lab. Contact the laboratory customer service department for information about obtaining this analysis. This analysis provides analytical data for the seventeen 2,3,7,8-chlorine substituted dioxins and furans in a 10 gram tissue sample and substantially meets the requirements of EPA Method 1316 Rev. B and/or SW-846 Method 8290. These tissue samples are extracted via Soxhlet with methylene chloride:hexane as the solvent. The analysis is conducted by injecting the extract in to a gas chromatograph (GC), which is attached to a high resolution mass spectrometer (HRMS). Analyte detection limits range from 1-10 parts per trillion (ppt) or ng/kg. If there is a matrix interference - which are not uncommon in tissue extracts, dilutions may be performed and higher detection limits reported. Potential other sources of interferences include contaminated laboratory equipment and / or chemicals. Typically, higher detection limits are due to matrix interferences and not laboratory materials. |  |  | 6/2/2014 12:03:40 PM
510314 | PCDD/DF Tissue | PCDD/DF Tissue | EPA_R7_WQX | Can call EPA Lab for further information on this method. |  |  | 12/23/2014 4:47:08 PM
733263 | PCDD_12378 | 1,2,3,7,8-Pentachlorodibenzo-p-dioxin | EPATEST |  |  |  | 12/9/2016 7:55:54 AM
733270 | PCDF_12378 | 1,2,3,7,8-Pentachlorodibenzofuran | EPATEST |  |  |  | 12/9/2016 7:55:55 AM
733264 | PCDF_23478 | 2,3,4,7,8-Pentachlorodibenzofuran | EPATEST |  |  |  | 12/9/2016 7:55:55 AM
762668 | PCER_P-16-103 | Mercury Analysis on FIMS-400 | NJDEP_DSREH |  |  |  | 1/2/2019 1:39:41 PM
764552 | PCN by HRMS | Polychlorinated Naphthalenes by GC-HRMS | OREGONDEQ |  |  |  | 2/11/2019 11:15:54 AM
732866 | PCPME | Pentachloroanisole | EPATEST |  |  |  | 11/21/2016 11:24:11 AM
764496 | PCR (2000 AEM 66) | Bacteroidetes human markers in water by polymerase chain reaction (PCR) technique | MASSDEP | Bernhard, A.E. and K.G. Field, 2000, Identification of Nonpoint Sources of Fecal Pollution in Coastal Waters by Using Host-Specific 16S Ribosomal DNA Genetic Markers from Fecal Anaerobes, Appl. Environ. Microbiol., 66 (4), pp 1587-1594. |  |  | 12/18/2018 2:08:30 PM
763012 | PCR (2000 AEM 66) | Bacteroidetes human markers in water by polymerase chain reaction (PCR) technique | MA_DEP | Bernhard, A.E. and K.G. Field, 2000, Identification of Nonpoint Sources of Fecal Pollution in Coastal Waters by Using Host-Specific 16S Ribosomal DNA Genetic Markers from Fecal Anaerobes, Appl. Environ. Microbiol., 66 (4), pp 1587-1594. |  |  | 10/16/2018 3:29:19 PM
763047 | PCR (2000 AEM 66) | Bacteroidetes human markers in water by polymerase chain reaction (PCR) technique | WQXTEST | Bernhard, A.E. and K.G. Field, 2000, Identification of Nonpoint Sources of Fecal Pollution in Coastal Waters by Using Host-Specific 16S Ribosomal DNA Genetic Markers from Fecal Anaerobes, Appl. Environ. Microbiol., 66 (4), pp 1587-1594. |  |  | 10/16/2018 4:21:23 PM
763013 | PCR (2005 ES&T 39) | Enterococcal human markers in water by polymerase chain reaction (PCR) technique | MA_DEP | Scott, T.M., Jenkins, T.M., Lukasik, J., and J.B. Rose, 2005, Potential Use of a Host Associated Molecular Marker in Enterococcus faecium as an Index of Human Fecal Pollution, Environ. Sci. Technol., 39 (1), pp 283-287. |  |  | 10/16/2018 3:30:06 PM
764495 | PCR (2005 ES&T 39) | Enterococcal human markers in water by polymerase chain reaction (PCR) technique | MASSDEP | Scott, T.M., Jenkins, T.M., Lukasik, J., and J.B. Rose, 2005, Potential Use of a Host Associated Molecular Marker in Enterococcus faecium as an Index of Human Fecal Pollution, Environ. Sci. Technol., 39 (1), pp 283-287. |  |  | 12/18/2018 2:08:30 PM
763048 | PCR (2005 ES&T 39) | Enterococcal human markers in water by polymerase chain reaction (PCR) technique | WQXTEST | Scott, T.M., Jenkins, T.M., Lukasik, J., and J.B. Rose, 2005, Potential Use of a Host Associated Molecular Marker in Enterococcus faecium as an Index of Human Fecal Pollution, Environ. Sci. Technol., 39 (1), pp 283-287. |  |  | 10/16/2018 4:21:56 PM
562928 | PCR-1 | polymerase chain reaction | R10OEA |  |  |  | 3/3/2015 2:35:55 PM
566686 | PCV | Colorimetric Pyrochetechol Violet (PCV) | USFSWHITEMT | Colorimetric Pyrochetechol Violet (PCV) with Lachat PCV. Used for Total Monomeric Aluminum, Organic Monomeric Aluminum, |  |  | 2/11/2016 10:44:24 AM
739953 | PD101 | MSU/ANS Primary Production Estimation Method | WQXTEST |  |  |  | 5/22/2017 12:00:00 AM
735740 | PD101 | MSU/ANS Primary Production Estimation Method | CBP_WQX |  |  |  | 5/22/2017 9:13:33 AM
735741 | PD102 | ODU Primary Production Estimation Method | CBP_WQX |  |  |  | 5/22/2017 9:13:33 AM
739954 | PD102 | ODU Primary Production Estimation Method | WQXTEST |  |  |  | 5/22/2017 12:00:00 AM
63120 | PEBBLE-MDEQ-WQ | Pebble Count | MDEQ_WQ_WQX |  |  |  | 5/24/2016 11:38:17 AM
458987 | PEBBLE-MTVOLWQM | Pebble Count | MTVOLWQM_WQX |  |  |  | 12/14/2012 10:36:30 AM
63092 | PEBBLE-MTWTRSHD | Pebble Count | MTWTRSHD_WQX |  |  |  | 4/6/2011 9:52:48 AM
744764 | PEFO_UVA_ANC_2PT_MAN | Manual titration with pH meter and electrode | 11NPSWRD_WQX | Two-point Gran titration with open-system samples and 0.005 N HCl titrant. Titration endpoints were approximately pH 4.5 and 4.2 (un-stirred). Within-aliquot stability (<= 0.01 units/min.) was obtained for endpoint determinations. Samples were manually swirled to mix titrant. Unknown; 19--; No Cite - Method Not Cited; Unknown; Vol -- |  |  | 4/17/2018 11:30:31 AM
744767 | PEFO_UVA_ANIONS_IC | Ion chromotography with the Dionex Model 14 IC for SO4, Cl, NO3 | 11NPSWRD_WQX | Dionex Model 14 Ion Chromatograph; HPIC AS14 Separator Column; HPIC AG14 Guard Column; AMMS Anion Micro-Membrane Suppressor. Simultaneous determination by ion chromatography. Injection volume: 200 μl. Eluent: 1.5 mL 4.8 mM Na2CO3/0.6mM NaHCO3/minute. Regenerant: 3-4 ml 0.035 N H2SO4/minute. Unknown; 19--; No Cite - Method Not Cited; Unknown; Vol -- |  |  | 4/17/2018 11:30:31 AM
744768 | PEFO_UVA_CATIONS_AA | Atomic absorption analysis with the Thermo Jarrell Ash Model Smith-Hieftje 22 for Ca, Mg, Na, K | 11NPSWRD_WQX | Thermo Jarrell Ash AA/AE Spectrophotometer Model Smith-Hieftje 22. Flame atomic absorption spectro-photometry. Li/La added to aliquot. Unknown; 19--; No Cite - Method Not Cited; Unknown; Vol -- |  |  | 4/17/2018 11:30:31 AM
744765 | PEFO_UVA_CON_YSI_MAN | Conductivity procedure using a YSI-brand conductivity meter | 11NPSWRD_WQX | Last session for this procedure was 6/18/03. Unknown; 19--; No Cite - Method Not Cited; Unknown; Vol -- |  |  | 4/17/2018 11:30:31 AM
744763 | PEFO_UVA_LAB_PH_MAN | pH meter with electrode for manual lab pH measurement | 11NPSWRD_WQX | Potentiometric measurement with unstirred open-system samples. Within-aliquot stability (<= 0.01 units/min.) and sequential-aliquot agreement (<= 0.03 units difference) obtained for all readings. Unknown; 19--; No Cite - Method Not Cited; Unknown; Vol -- |  |  | 4/17/2018 11:30:31 AM
744766 | PEFO_UVA_SILICA_TCON | Technicon procedure for silica | 11NPSWRD_WQX | Colorimetric detection by molybdate blue technique with the Technicon Autoanalyzer II. Unknown; 19--; No Cite - Method Not Cited; Unknown; Vol -- |  |  | 4/17/2018 11:30:31 AM
744762 | PEFO_UVA_STREAMTEMP | Water temperature with pocket thermometer | 11NPSWRD_WQX | Place thermometer underwater and allow to equilibrate. Read temperature to nearest 0.5 degrees C while thermometer is below the surface of the water. Unknown; 19--; No Cite - Method Not Cited; Unknown; Vol -- |  |  | 4/17/2018 11:30:31 AM
20208 | PERCENT LIPIDS | Percent Lipids | HI301H_WQX | Percent lipids determination in fish tissue samples per contract laboratory SOP |  |  | 2/7/2019 3:35:31 PM
505238 | PERCENT SOLIDS | PERCENT SOLIDS | TESTGCSWQX |  |  |  | 7/1/2012 6:38:09 PM
20207 | PERCENT SOLIDS | Percent Solids | HI301H_WQX | Percent solids determination using contract laboratory SOP |  |  | 2/7/2019 3:35:31 PM
764531 | PERCENT_SOLIDS | Percent Solids | NJDEP_DSREH |  |  |  | 1/2/2019 3:09:55 PM
262068 | PERI1 | Periphyton Counting By Rushforth Ecology | UTAHDWQ_WQX |  |  |  | 3/11/2016 3:36:16 PM
555079 | PESP | Puget Sound Estuary Program | WQXTEST | Analysis for Total Solids or Organic Carbon |  |  | 10/20/2014 7:24:12 PM
510318 | PEST Fish F | Pesticides in fish | EPA_R7_WQX | Can call EPA Lab for further information on this method. |  |  | 12/23/2014 4:48:10 PM
290980 | Pest Fish Fil.3D | Pest Fish Fil.3D | EPA_R7_WQX |  |  |  | 12/23/2014 4:48:31 PM
290977 | Pest Fish Fil.3E | Pest Fish Fil.3E | EPA_R7_WQX |  |  |  | 12/23/2014 4:48:06 PM
532306 | PEST Fish Fillet | PEST Fish Fillet | EPA_R7_WQX | Needs to have information updates. |  |  | 12/23/2014 4:47:11 PM
510316 | PEST Fish W | PEST Fish W | EPA_R7_WQX | Can call EPA Lab for further information on this method. |  |  | 12/23/2014 4:47:13 PM
510321 | Pest Fish Whl.3D | Pest Fish Whl.3D | EPA_R7_WQX | Can call EPA Lab for further information on this method. |  |  | 12/23/2014 4:47:20 PM
290982 | Pest Fish Whl.3E | Pest Fish Whl.3E | EPA_R7_WQX |  |  |  | 12/23/2014 4:47:13 PM
510313 | PEST Fish Whole | PEST Fish Whole | EPA_R7_WQX | Can call EPA Lab for further information on this method. |  |  | 12/23/2014 4:47:09 PM
290974 | Pest Followup T.2G | Pest Followup T.2G | EPA_R7_WQX |  |  |  | 12/23/2014 4:48:06 PM
257225 | Pest Followup T.2H | Pesticides Followup | EPA_R7_WQX |  |  |  | 12/23/2014 4:48:07 PM
532310 | Pest Followup T.2I | Followup Fish Pesticides, Fillet, by GC/EC | EPA_R7_WQX | This analysis is performed following RLAB Method 3240.2 and provides analytical data for 19 chlorinated compounds in a fish sample. Fish samples analyzed for pesticides primarily originate from ambient monitoring programs. However, this method may satisfy other program requirements. The presence and concentrations of these compounds are determined through an extraction phase followed by analysis of the extract. After initial grinding of the fish sample, a subsample of 50 g is blended with dry ice and extracted with methylene chloride. The extract is subjected to several cleanup steps. The analysis is conducted by injecting the sample extract into a gas chromatograph (GC) with an electron capture detector (EC). Compound detection limits are typically in the very low (<.005) part per million range. Matrix interferences can occur and may complicate the analytical process. If there is a matrix interference, dilutions may be performed and higher detection limits reported. Potential other sources of interferences include contaminated laboratory equipment and/or chemicals. However, higher detection limits are typically the result of the sample matrix interferences and not laboratory materials. |  |  | 6/9/2015 1:39:48 PM
290978 | Pest RAFT T.2G | Pest RAFT T.2G | EPA_R7_WQX |  |  |  | 12/23/2014 4:47:14 PM
290979 | Pest RAFT T.2H | Pest RAFT T.2H | EPA_R7_WQX |  |  |  | 11/15/2013 5:08:29 PM
532309 | Pest RAFT T.2I | RAFT Fish Pesticides, Whole, by GC/EC | EPA_R7_WQX | This analysis is performed following RLAB Method 3210.3 with analysis by RLAB Method 3240.2 and provides analytical data for 17 chlorinated compounds in a fish sample. Fish samples analyzed for pesticides primarily originate from ambient monitoring programs. However, this method may satisfy other program requirements. The presence and concentrations of these compounds are determined through an extraction phase followed by analysis of the extract. After initial grinding of the fish sample, a subsample of 50 g is blended with dry ice and extracted with methylene chloride. The extract is subjected to several cleanup steps. The analysis is conducted by injecting the sample extract into a gas chromatograph (GC) with an electron capture detector (EC). Compound detection limits are typically in the very low (<.005) part per million range. Matrix interferences can occur and may complicate the analytical process. If there is a matrix interference, dilutions may be performed and higher detection limits reported. Potential other sources of interferences include contaminated laboratory equipment and/or chemicals. However, higher detection limits are typically the result of the sample matrix interferences and not laboratory materials. |  |  | 6/9/2015 1:39:49 PM
522154 | Pest UAA S.2J | Pest UAA S.2J | EPA_R7_WQX | This analysis provides analytical data for 27 chlorinated compounds in a soil sample by RLAB Methods 3210.18 and 3240.2. Soil samples analyzed for pesticides originate from an array of different sources, as well as different programs, such as NPDES, monitoring, and RCRA. However, this method still satisfies all of the applicable program requirements for both NPDES, and RCRA (and potentially other programs as well). This method is based on SW846 8081B and 8082A. The presence and concentrations of these compounds are determined through an extraction phase followed by analysis of the extract. A subsample, 50 grams, is extracted with methylene chloride. The analysis is conducted by injecting the sample extract into a gas chromatograph (GC) with an electron capture detector (EC). Compound detection limits are typically in the low (<1-20) ug/kg range. Matrix interferences can occur and may complicate the analytical process. If there is a matrix interference, dilutions may be performed and higher detection limits reported. Potential other sources of interferences include contaminated laboratory equipment and/or chemicals. However, higher detection limits are typically the result of the sample matrix interferences and not laboratory materials. |  |  | 1/26/2018 2:45:17 PM
19926 | PEST-HERB_IM | Ohmicron | 21AWIC |  |  |  | 2/4/2019 8:12:00 PM
530307 | PESTICIDE | Pesticide analysis by unspecified method | MNPCA_AGW |  |  |  | 2/1/2019 12:08:41 PM
262262 | PH | Field Measurement of PH in Standard Units DEP SOP FT 1100 | 21FLPNS_WQX |  |  |  | 11/23/2016 9:57:22 AM
558644 | PH | Boomsnub Site Historical Analytical Method for pH | R10BOOMSNUB | Boomsnub Site Historical Analytical Method for pH |  |  | 12/5/2014 2:19:38 PM
540112 | PH | pH field | 21FLHILL_WQX |  |  |  | 4/23/2014 9:28:16 AM
131931 | pH w Field | pH Field Measure | EPA_R7_WQX |  |  |  | 7/23/2015 10:35:37 AM
213096 | PH-001 | PH-001 | R10BUNKER |  |  |  | 7/1/2011 7:05:35 PM
62998 | PH-POCKET-MTVOLWQM | pH determination using Hach Pocket Pal, Oakton or other individual pH handheld meter | MTVOLWQM_WQX |  |  |  | 1/13/2011 4:33:59 PM
187278 | PH-USGS | PH-USGS | R10BUNKER |  |  |  | 6/28/2011 12:50:47 PM
735742 | PH101 | MSU/ANS Phytoplankton Enumeration Method | CBP_WQX |  |  |  | 11/8/2017 10:39:09 AM
739955 | PH101 | MSU/ANS Phytoplankton Enumeration Method | WQXTEST |  |  |  | 11/8/2017 12:00:00 AM
739956 | PH102 | ODU Phytoplankton Enumeration Method | WQXTEST |  |  |  | 11/8/2017 12:00:00 AM
735743 | PH102 | ODU Phytoplankton Enumeration Method | CBP_WQX |  |  |  | 11/8/2017 10:39:11 AM
735744 | PH102M | ODU Phytoplankton Enumeration Method-2005 Modification | CBP_WQX |  |  |  | 11/8/2017 10:45:57 AM
739957 | PH102M | ODU Phytoplankton Enumeration Method-2005 Modification | WQXTEST |  |  |  | 11/8/2017 12:00:00 AM
735745 | PH103 | Uniform Chesapeake Bay Program Phytoplankton Enumeration Method | CBP_WQX |  |  |  | 11/8/2017 2:22:25 PM
739958 | PH103 | Uniform Chesapeake Bay Program Phytoplankton Enumeration Method | WQXTEST |  |  |  | 11/8/2017 12:00:00 AM
742615 | PHM01 | PHM01 | AZDEQ_SW |  |  |  | 11/10/2017 2:13:38 PM
1171 | PHOS-1 | Phosphorus - Colorimetric, Automated | USDOC/NOAA |  |  |  | 8/12/2006 11:50:00 PM
1172 | PHOS-2 | Phosphorus - Ascorbic Acid | USDOC/NOAA |  |  |  | 8/12/2006 11:50:00 PM
1173 | PHOS-3 | Phosphorus - AutoAnalyzer | USDOC/NOAA |  |  |  | 8/12/2006 11:50:00 PM
1174 | PHOS-4 | Phosphorus - Colorimetric | USDOC/NOAA |  |  |  | 8/12/2006 11:50:00 PM
1175 | PHOS-5 | Phosphorus - AutoAnalyzer | USDOC/NOAA |  |  |  | 8/12/2006 11:50:00 PM
751827 | PHOSPHORUS, TOTAL | Hach Method 8190 | SKOKDATA_WQX |  |  |  | 5/14/2018 1:29:43 PM
732867 | PhotoMirex | Photo Mirex | EPATEST |  |  |  | 11/21/2016 11:24:11 AM
107199 | PHP | PH PEN | MEDEP_WQX |  |  |  | 3/12/2015 9:02:48 AM
530300 | PHY-BIOVOL-MTWTRSHD | Quantitative Phytoplankton Biovolume Procedure | MTWTRSHD_WQX | Procedure described in Appendix 1 in the final report for Georgetown State of the Lake Project. |  |  | 6/25/2013 5:14:21 PM
733293 | PHYCOCYANIN-MDEQ-WQ | Phycocyanin by HPLC | MDEQ_WQ_WQX |  |  |  | 10/17/2017 1:15:32 PM
63118 | PHYPROD-CALC-MDEQ-WQ | Light and Dark Bottle Technique for Phytoplankton Productivity | MDEQ_WQ_WQX |  |  |  | 4/9/2013 11:42:08 AM
565208 | Phytoplankton | Phytoplankton | USCOEKY |  |  |  | 9/1/2015 1:30:51 PM
64324 | PIIC_QAPP | PIIC_QAPP | PIIC_WQX |  |  |  | 11/11/2016 10:58:30 AM
763679 | PINN_BROWN_FPIT | Flow Measurement by Gallon Can in a Pit | 11NPSWRD_WQX | Flow was obtained by digging a pit large enough to hold a one-gallon can and reducing the breadth of the channel above the can, by damming, until the entire flow was into the can. The filling time was measured with a stopwatch. |  |  | 11/12/2018 3:27:23 PM
763682 | PINN_CHEM_N | Nitrogen in the Field with CHEMetrics Kit | 11NPSWRD_WQX | On-site nitrogen analysis was done using a field-portable CHEMetrics brand, CHEMets water test kit of unknown model. The form of nitrogen as ammonia, nitrate, or nitrite was not provided. |  |  | 11/12/2018 3:27:25 PM
763683 | PINN_CHEM_P | Phosphorus in the Field with CHEMetrics Kit | 11NPSWRD_WQX | On-site phosphorus analysis was done using a field-portable CHEMetrics brand, CHEMets water test kit of unknown model. The form of phosphorus as reactive phosphate or orthophosphate was not provided. |  |  | 11/12/2018 3:27:25 PM
763684 | PINN_EXTUN_FLOW | Flow by Extrapolation, Unknown Method | 11NPSWRD_WQX | Flow was determined by extrapolation. The specifics of the method are unknown. |  |  | 11/12/2018 3:27:26 PM
763680 | PINN_GW_MM_FLOW | Flow Determined by Either a Global Water Flow meter or Marsh McBirney Flow meter, Unknown Models | 11NPSWRD_WQX | Measurements for flow calculation were taken either with a Global Water Flow meter of unknown model, or a Marsh McBirney Flow meter of unknown model, according to manufacturer's instructions. |  |  | 11/12/2018 3:27:25 PM
763681 | PINN_LIMNUN_CLR | Color in the Field by Unknown Limnology Color Chart | 11NPSWRD_WQX | Unfiltered color was determined by placing a white disk or object under the water column in situ and estimating the color number using an unspecified color chart for limnology. |  |  | 11/12/2018 3:27:25 PM
731580 | PIP | Particulate Inorganic Phosphorous - unknown method | NNEPA | Unknown method for particulate inorganic phosphorous |  |  | 5/16/2016 8:26:36 PM
505806 | PIRO_GLKN_BCHMK | Water Level | 11NPSWRD_WQX | A stadia rod, eye level, and established shoreline benchmark are used to measure water level. See associated citation for details. Elias, J.E. and R. Wise; 2007; Standard operating procedure #4: Measuring water levels. in Elias, J.E., R. Axler, and E. Ruzycki. 2007. Water quality monitoring protocol for inland lakes, Version 1.0.; National Park Service, Great Lakes Network; 8 pp. |  |  | 4/27/2016 5:05:40 PM
732213 | PIRO_GLKN_HL_MS5.0 | Multiprobe Field Analysis Hydrolab MS5.0 | 11NPSWRD_WQX | Datalogger, Hydrolab, Surveyor 4a; DataSonde(multiprobe), Hydrolab, MS5.0 Axler, R., E. Ruzycki, and J.E. Elias; 2007; Standard operating procedure #6: Field measurements and water sample collection. in Elias, J.E., R. Axler, and E. Ruzycki. 2007. Water quality monitoring protocol for inland lakes, Version 1.0.; National Park Service, Great Lakes Network; 38 pp. |  |  | 4/27/2016 5:09:21 PM
505814 | PIRO_GLKN_MT318 | Multiprobe Field Analysis with Eureka Manta M080600318 | 11NPSWRD_WQX | Datalogger, Eureka Amphibian; DataSonde(multiprobe), Eureka Manta, Model #M080600318 Axler, R., E. Ruzycki, and J.E. Elias; 2007; Standard operating procedure #6: Field measurements and water sample collection. in Elias, J.E., R. Axler, and E. Ruzycki. 2007. Water quality monitoring protocol for inland lakes, Version 1.0.; National Park Service, Great Lakes Network; 38 pp. |  |  | 4/27/2016 5:10:04 PM
505804 | PIRO_GLKN_SECHI | Secchi Disk | 11NPSWRD_WQX | Axler, R., E. Ruzycki, and J.E. Elias; 2007; Standard operating procedure #6: Field measurements and water sample collection. in Elias, J.E., R. Axler, and E. Ruzycki. 2007. Water quality monitoring protocol for inland lakes, Version 1.0.; National Park Service, Great Lakes Network; 38 pp. |  |  | 4/27/2016 5:05:39 PM
505803 | PIRO_GLKN_THERM | Thermometer | 11NPSWRD_WQX | Axler, R., E. Ruzycki, and J.E. Elias; 2007; Standard operating procedure #6: Field measurements and water sample collection. in Elias, J.E., R. Axler, and E. Ruzycki. 2007. Water quality monitoring protocol for inland lakes, Version 1.0.; National Park Service, Great Lakes Network; 38 pp. |  |  | 4/27/2016 5:05:39 PM
505802 | PIRO_GLKN_TP/TN | Alkaline Persulfate Digestion for Total N and P in Water | 11NPSWRD_WQX | Patton, C.J. and J.R. Kryskalla; 2003; Methods of analysis by the U.S. Geological Survey National Water Quality Laboratory--Evaluation of alkaline persulfate digestion as an alternative to Kjeldahl digestion for determination of total and dissolved nitrogen and phosphorus in water: U.S. Geological Survey Water-Resources Investigations Report 03-4174; U.S. Geological Survey; 33 pp. |  |  | 4/27/2016 5:05:38 PM
529866 | PIRO_GLKN_TTUBE | Transparency Tube | 11NPSWRD_WQX | 120+cm clear tube with mini secchi disk and valve at bottom Axler, R., E. Ruzycki, and J.E. Elias; 2007; Standard operating procedure #6: Field measurements and water sample collection. in Elias, J.E., R. Axler, and E. Ruzycki. 2007. Water quality monitoring protocol for inland lakes, Version 1.0.; National Park Service, Great Lakes Network; 38 pp. |  |  | 4/27/2016 5:05:50 PM
505801 | PIRO_GLKN_YSI6820 | Multiprobe Field Analysis with YSI Model 6820 | 11NPSWRD_WQX | YSI Multi Probe Handheld Instrument, Model #6820 Axler, R., E. Ruzycki, and J.E. Elias; 2007; Standard operating procedure #6: Field measurements and water sample collection. in Elias, J.E., R. Axler, and E. Ruzycki. 2007. Water quality monitoring protocol for inland lakes, Version 1.0.; National Park Service, Great Lakes Network; 38 pp. |  |  | 4/27/2016 5:05:38 PM
505805 | PIRO_GLKN_YSI6920 | Multiprobe Field Analysis with YSI Model 6920 | 11NPSWRD_WQX | YSI Multi Probe Handheld Instrument, Model #6920 Axler, R., E. Ruzycki, and J.E. Elias; 2010; Standard operating procedure #6: Field measurements and water sample collection, Version 1.1. in Elias, J.E., R. Axler, and E. Ruzycki. 2008. Water quality monitoring protocol for inland lakes, Version 1.0.; National Park Service, Great Lakes Network; 29 pp. |  |  | 4/27/2016 5:05:39 PM
763688 | PISP_NPS_EWLM | National Park Service Monitoring Well Water Level Measured with Electric Water Level Meter | 11NPSWRD_WQX | Well water level measurements were made with an electronic water level meter approximately every month. |  |  | 11/12/2018 3:35:43 PM
763690 | PISP_NPS_VLFLOW | National Park Service Volumetric Spring Flow Measurement at Pipe Spring National Monument | 11NPSWRD_WQX | Volumetric flow measurements at Main Spring, West Cabin Spring, Spring Room Spring, and Tunnel Spring are conducted by park staff with a stopwatch, and 1 and 5 gallon buckets. |  |  | 11/12/2018 3:36:21 PM
763687 | PISP_NPS_WWLLS | Nation Park Service Monitoring Well Water Level Measured with Leopold Stevens Metric Well Tape | 11NPSWRD_WQX | Well water level measurements were made with a Leopold Stevens Metric Well Tape every three or four months. |  |  | 11/12/2018 3:35:43 PM
763689 | PISP_USGS_WELL | U.S. Geological Survey Monitoring Well Water Level with Continuous Water Level Recorder | 11NPSWRD_WQX | Well water level measurements were made with a continuous water level recorder. |  |  | 11/12/2018 3:35:44 PM
301136 | PLA11 | PLA11 | SPIRITLK | PLA11 - is the method from the analyte ID per USGS. It is related to P01046, P01056, P00915, P00925, P00930 |  |  | 2/23/2018 7:33:56 PM
730258 | PLA11 | PLA11 | NTHRNUTE | This is a analytical method from EPA USGS-WRD |  |  | 4/17/2018 5:06:54 PM
740867 | PLA11 | PLA11 | AZDEQ_SW |  |  |  | 11/10/2017 2:37:44 PM
301153 | PLA15 | PLA15 | SPIRITLK | PLA15 - is the method from the analyte ID per USGS. It is related to P01045, P00927 |  |  | 2/23/2018 7:34:01 PM
740866 | PLA15 | PLA15 | AZDEQ_SW |  |  |  | 11/10/2017 2:37:44 PM
732595 | PLANKTON | GENERIC PLANKTON | 11113300 | ANALYSIS NOT KNOWN OR ASSUMED. PLANKTON RESULTS. |  |  | 12/19/2017 11:42:48 AM
742836 | PLANTS_WET | Wetland Plant Species Density #/acre | 21GAEPD_WQX | GA EPD Wetland Program uses the National Wetland Assessment Protocol for sample collection and analysis of wetland plants. |  |  | 11/3/2017 9:11:12 AM
740865 | PLM10 | PLM10 | AZDEQ_SW |  |  |  | 11/10/2017 2:37:44 PM
730255 | PLM10 | PLM10 | NTHRNUTE | This is a analytical method from EPA USGS-WRD |  |  | 4/17/2018 5:06:54 PM
740864 | PLM11 | PLM11 | AZDEQ_SW |  |  |  | 11/10/2017 2:37:44 PM
730257 | PLM40 | PLM40 | NTHRNUTE | This is a analytical method from EPA USGS-WRD |  |  | 4/17/2018 5:06:54 PM
740863 | PLM43 | PLM43 | AZDEQ_SW |  |  |  | 11/10/2017 2:37:44 PM
730261 | PLM43 | PLM43 | NTHRNUTE | This is a analytical method from EPA USGS-WRD |  |  | 4/17/2018 5:06:54 PM
740862 | PLM47 | PLM47 | AZDEQ_SW |  |  |  | 11/10/2017 2:37:44 PM
740861 | PLM48 | PLM48 | AZDEQ_SW |  |  |  | 11/10/2017 2:37:44 PM
740897 | PLM77 | PLM77 | AZDEQ_SW |  |  |  | 11/8/2017 2:52:59 PM
740896 | PLM78 | PLM78 | AZDEQ_SW |  |  |  | 11/8/2017 2:52:59 PM
730266 | PLO03 | PLO03 | NTHRNUTE | This is a analytical method from EPA USGS-WRD |  |  | 4/17/2018 5:06:54 PM
740860 | PLO03 | PLO03 | AZDEQ_SW |  |  |  | 11/10/2017 2:37:44 PM
301141 | PLO03 | PLO03 | SPIRITLK | PLO03 - is the method from the analyte ID per USGS. It is related to P00935 |  |  | 2/23/2018 7:33:56 PM
740895 | PLO07 | PLO07 | AZDEQ_SW |  |  |  | 11/8/2017 2:52:59 PM
20209 | PLUMB | Plumb 1981 | HI301H_WQX | Sediment analysis using Plumb 1981 |  |  | 11/27/2018 4:53:26 PM
732120 | PLUMB | COD; percent volatile residue; percent residue | EPA_GLNPO |  |  |  | 4/26/2016 1:48:51 PM
505227 | PLUMB | Procedures for Handling and Chemical Analysis of Sediment and Water Samples | TESTGCSWQX |  |  |  | 7/1/2012 6:38:09 PM
564890 | Plumb 1981 | Plumb 1981 | ASPECT_WQX | Total Organic & Inorganic Carbon, Infrared (Water), Ignition or Diff Combustion (Soil), Plumb, 1981 (EPA/CE-81-1) |  |  | 5/7/2015 1:48:32 PM
262055 | Plumb, 198 | Plumb, 1981, AVS | CEDEN |  |  |  | 9/28/2013 4:08:46 PM
734490 | PLUMB81TC | Total Organic & Inorganic Carbon, Infrared (Water), Ignition or Diff Combustion (Soil), Plumb, 1981 (EPA/CE-81-1) | SEATTLERIVER_WQX | Plumb, R.H. 1981. Procedures for handling and chemical analysis of sediment and water samples. Technical Report EPA/CE-81-1. U.S. Army Corps of Engineers, Vicksburg, MS |  | http://www.ecy.wa.gov/ | 3/28/2017 5:05:58 PM
2508 | PM-01 | Promethium-147 in Aqueous and Urine Samples | USEPA |  |  |  | 8/12/2006 11:50:00 PM
2509 | PM-02 | Promethium-147 in Feces Ash | USEPA |  |  |  | 8/12/2006 11:50:00 PM
2510 | PMD-ACA | Acifluorfen by HPLC | USEPA |  |  |  | 8/12/2006 11:50:00 PM
2511 | PMD-ACG(GC) | Acephate, Dicofol and Triforine by GC | USEPA |  |  |  | 8/12/2006 11:50:00 PM
2512 | PMD-ACG(LC1) | Dicofol by HPLC | USEPA |  |  |  | 8/12/2006 11:50:00 PM
2513 | PMD-ACG(LC2) | Triforine by HPLC | USEPA |  |  |  | 8/12/2006 11:50:00 PM
2514 | PMD-AKY(GC1) | Alachlor by GC | USEPA |  |  |  | 8/12/2006 11:50:00 PM
2515 | PMD-AKY(GC2) | Alachlor by GC | USEPA |  |  |  | 8/12/2006 11:50:00 PM
2517 | PMD-AM-S | AMS by Sodium Nitrate Titration | USEPA |  |  |  | 8/12/2006 11:50:00 PM
2516 | PMD-AMN | 4-Aminopyridine by UV Spectroscopy | USEPA |  |  |  | 8/12/2006 11:50:00 PM
2518 | PMD-AMT | Amitrole by Visible Spectroscopy | USEPA |  |  |  | 8/12/2006 11:50:00 PM
2519 | PMD-ANF(GC) | Anilazine by GC | USEPA |  |  |  | 8/12/2006 11:50:00 PM
2520 | PMD-ANF(IR) | Anilazine by IR Spectroscopy | USEPA |  |  |  | 8/12/2006 11:50:00 PM
2521 | PMD-ANT | Antimycin A by UV Spectroscopy | USEPA |  |  |  | 8/12/2006 11:50:00 PM
2522 | PMD-ANY | ANTU by UV Spectroscopy | USEPA |  |  |  | 8/12/2006 11:50:00 PM
2523 | PMD-AS(ATE) | Arsenate by Titration | USEPA |  |  |  | 8/12/2006 11:50:00 PM
2524 | PMD-AS(ITE) | Sodium Arsenite by Titration | USEPA |  |  |  | 8/12/2006 11:50:00 PM
2525 | PMD-AS(TIT1) | Total Arsenic by Titration | USEPA |  |  |  | 8/12/2006 11:50:00 PM
2526 | PMD-AS(TIT2) | Total Arsenic by Titration | USEPA |  |  |  | 8/12/2006 11:50:00 PM
2527 | PMD-AS(TIT3) | Inorganic Arsenic Compounds by Titration | USEPA |  |  |  | 8/12/2006 11:50:00 PM
2528 | PMD-AS(TIT4) | Organic Arsenic by Digestion and Titration | USEPA |  |  |  | 8/12/2006 11:50:00 PM
2529 | PMD-AS(TIT5) | Arsenic in Organic Compounds by Titration | USEPA |  |  |  | 8/12/2006 11:50:00 PM
2530 | PMD-ASU | Asulam by UV Spectroscopy | USEPA |  |  |  | 8/12/2006 11:50:00 PM
2531 | PMD-ATR | Atrazine and Metolachlor by GC/FID | USEPA |  |  |  | 8/12/2006 11:50:00 PM
2532 | PMD-ATR(GC1) | Atrazine by GC | USEPA |  |  |  | 8/12/2006 11:50:00 PM
2533 | PMD-ATR(GC2) | Atrazine and Metolachlor by GC | USEPA |  |  |  | 8/12/2006 11:50:00 PM
2534 | PMD-ATR(IR) | Atrazine by IR Spectroscopy | USEPA |  |  |  | 8/12/2006 11:50:00 PM
2535 | PMD-ATR(LC) | Atrazine by HPLC | USEPA |  |  |  | 8/12/2006 11:50:00 PM
2536 | PMD-AZN | Azinphos-Methyl by IR Spectroscopy | USEPA |  |  |  | 8/12/2006 11:50:00 PM
2537 | PMD-BDX | Benalaxyl by GC | USEPA |  |  |  | 8/12/2006 11:50:00 PM
2538 | PMD-BEB(IR) | Bendiocarb by IR Spectroscopy | USEPA |  |  |  | 8/12/2006 11:50:00 PM
2539 | PMD-BEB(LC) | Bendiocarb by HPLC | USEPA |  |  |  | 8/12/2006 11:50:00 PM
2540 | PMD-BEB(UV) | Bendiocarb by UV Spectroscopy | USEPA |  |  |  | 8/12/2006 11:50:00 PM
2541 | PMD-BEE(GC) | Benefin by GC | USEPA |  |  |  | 8/12/2006 11:50:00 PM
2542 | PMD-BEE(IR) | Benefin by IR Spectroscopy | USEPA |  |  |  | 8/12/2006 11:50:00 PM
2543 | PMD-BEH(IR) | Benomyl by IR Spectroscopy | USEPA |  |  |  | 8/12/2006 11:50:00 PM
2544 | PMD-BEH(UV) | Benomyl by UV Spectroscopy | USEPA |  |  |  | 8/12/2006 11:50:00 PM
2545 | PMD-BEL(IR) | Bensulide by IR Spectroscopy | USEPA |  |  |  | 8/12/2006 11:50:00 PM
2546 | PMD-BEL(LC) | Bensulide by HPLC | USEPA |  |  |  | 8/12/2006 11:50:00 PM
2547 | PMD-BEN(LC) | Bentazon by HPLC | USEPA |  |  |  | 8/12/2006 11:50:00 PM
2548 | PMD-BEN(UV) | Bentazon by UV Spectroscopy | USEPA |  |  |  | 8/12/2006 11:50:00 PM
2549 | PMD-BEO | Thiobencarb by GC/FID | USEPA |  |  |  | 8/12/2006 11:50:00 PM
2550 | PMD-BIL | Bitertanol by GC | USEPA |  |  |  | 8/12/2006 11:50:00 PM
2551 | PMD-BIN | Binapacryl by IR Spectroscopy | USEPA |  |  |  | 8/12/2006 11:50:00 PM
2552 | PMD-BOR | Boron Compounds by Ignition and Titration | USEPA |  |  |  | 8/12/2006 11:50:00 PM
2553 | PMD-BRA | Bromadiolone by HPLC | USEPA |  |  |  | 8/12/2006 11:50:00 PM
2554 | PMD-BRO | Bromacil by GC | USEPA |  |  |  | 8/12/2006 11:50:00 PM
2555 | PMD-BYA(GC1) | Butylate by GC | USEPA |  |  |  | 8/12/2006 11:50:00 PM
2556 | PMD-BYA(GC2) | Butylate by GC | USEPA |  |  |  | 8/12/2006 11:50:00 PM
2557 | PMD-BYA(LC1) | Butylate by HPLC | USEPA |  |  |  | 8/12/2006 11:50:00 PM
2558 | PMD-BYA(LC2) | Butylate by HPLC | USEPA |  |  |  | 8/12/2006 11:50:00 PM
2559 | PMD-CAO | Captafol by IR Spectroscopy | USEPA |  |  |  | 8/12/2006 11:50:00 PM
2560 | PMD-CAP(GC1) | Captan by GC | USEPA |  |  |  | 8/12/2006 11:50:00 PM
2561 | PMD-CAP(GC2) | Captan, Carbaryl and Naled by GC | USEPA |  |  |  | 8/12/2006 11:50:00 PM
2562 | PMD-CAP(IR) | Captan by IR Spectroscopy | USEPA |  |  |  | 8/12/2006 11:50:00 PM
2563 | PMD-CAP(LC) | Captan by HPLC | USEPA |  |  |  | 8/12/2006 11:50:00 PM
2564 | PMD-CAV(LC) | Carbaryl by HPLC | USEPA |  |  |  | 8/12/2006 11:50:00 PM
2565 | PMD-CAV(UV) | Carbaryl by UV Spectroscopy | USEPA |  |  |  | 8/12/2006 11:50:00 PM
2566 | PMD-CBF | Carbofuran by IR Spectroscopy | USEPA |  |  |  | 8/12/2006 11:50:00 PM
2567 | PMD-CBX(IR) | Carboxin by IR Spectroscopy | USEPA |  |  |  | 8/12/2006 11:50:00 PM
2568 | PMD-CBX(UV) | Carboxin by UV Spectroscopy | USEPA |  |  |  | 8/12/2006 11:50:00 PM
2569 | PMD-CD | Cadmium by AAS | USEPA |  |  |  | 8/12/2006 11:50:00 PM
2570 | PMD-CGV | Chlorbromuron by GC | USEPA |  |  |  | 8/12/2006 11:50:00 PM
2571 | PMD-CHP | Chlorflurecol-Methyl Ester by UV Spec. | USEPA |  |  |  | 8/12/2006 11:50:00 PM
2572 | PMD-CIB | Chlorobenzilate by GC | USEPA |  |  |  | 8/12/2006 11:50:00 PM
2573 | PMD-CJL | Chloroneb by UV Spectroscopy | USEPA |  |  |  | 8/12/2006 11:50:00 PM
2574 | PMD-CJO(LC) | Chlorophacinone by HPLC | USEPA |  |  |  | 8/12/2006 11:50:00 PM
2575 | PMD-CJO(UV1) | Chlorophacinone by UV Spectroscopy | USEPA |  |  |  | 8/12/2006 11:50:00 PM
2576 | PMD-CJO(UV2) | Chlorophacinone by UV Spectroscopy | USEPA |  |  |  | 8/12/2006 11:50:00 PM
2577 | PMD-CKA | Chloropicrin and 1,3-DCPs by GC | USEPA |  |  |  | 8/12/2006 11:50:00 PM
2578 | PMD-CKL(GC) | Chlorothalonil by GC | USEPA |  |  |  | 8/12/2006 11:50:00 PM
2579 | PMD-CKL(IR) | Chlorothalonil by IR Spectroscopy | USEPA |  |  |  | 8/12/2006 11:50:00 PM
2580 | PMD-CKR(GC) | Chloroxuron by GC | USEPA |  |  |  | 8/12/2006 11:50:00 PM
2581 | PMD-CKR(IR) | Chloroxuron in Dust by IR Spectroscopy | USEPA |  |  |  | 8/12/2006 11:50:00 PM
2582 | PMD-CLD(GC) | Chlorpyrifos by GC | USEPA |  |  |  | 8/12/2006 11:50:00 PM
2583 | PMD-CLD(IR) | Chlorpyrifos by IR Spectroscopy | USEPA |  |  |  | 8/12/2006 11:50:00 PM
2584 | PMD-CLD(UV) | Chlorpyrifos by UV Spectroscopy | USEPA |  |  |  | 8/12/2006 11:50:00 PM
2585 | PMD-CLV | Chlorsulfuron by HPLC | USEPA |  |  |  | 8/12/2006 11:50:00 PM
2586 | PMD-CMN | Cinmethalin by GC | USEPA |  |  |  | 8/12/2006 11:50:00 PM
2587 | PMD-COQ | Coumafuryl by UV Spectroscopy | USEPA |  |  |  | 8/12/2006 11:50:00 PM
2588 | PMD-COR(GC) | Coumaphos by GC | USEPA |  |  |  | 8/12/2006 11:50:00 PM
2589 | PMD-COR(IR) | Coumaphos by IR Spectroscopy | USEPA |  |  |  | 8/12/2006 11:50:00 PM
2590 | PMD-COR(LC) | Coumaphos by HPLC | USEPA |  |  |  | 8/12/2006 11:50:00 PM
2591 | PMD-CPH | Chlorophenoxy Herbicide Technical Data | USEPA |  |  |  | 8/12/2006 11:50:00 PM
2592 | PMD-CRO | Crotoxyphos by GC | USEPA |  |  |  | 8/12/2006 11:50:00 PM
2594 | PMD-CU-S | Cupric Ion by Ion Chromatography | USEPA |  |  |  | 8/12/2006 11:50:00 PM
2593 | PMD-CUC | Cyanazine by IR Spectroscopy | USEPA |  |  |  | 8/12/2006 11:50:00 PM
2595 | PMD-CYZ(GC1) | Cyromazine in Trigard 75W by GC | USEPA |  |  |  | 8/12/2006 11:50:00 PM
2596 | PMD-CYZ(GC2) | Cyromazine in Armor by GC | USEPA |  |  |  | 8/12/2006 11:50:00 PM
2597 | PMD-CYZ(GC3) | Cyromazine in Armor Premix by GC | USEPA |  |  |  | 8/12/2006 11:50:00 PM
2598 | PMD-DAL | Dalapon by IR Spectroscopy | USEPA |  |  |  | 8/12/2006 11:50:00 PM
2599 | PMD-DCA(GC1) | 2,4-D and 2,4,5-T Esters by GC | USEPA |  |  |  | 8/12/2006 11:50:00 PM
2600 | PMD-DCA(GC2) | 2,4-D and Silvex by Derivatization GC | USEPA |  |  |  | 8/12/2006 11:50:00 PM
2601 | PMD-DEE(GC) | DEET by GC | USEPA |  |  |  | 8/12/2006 11:50:00 PM
2602 | PMD-DEE(LC) | DEET by HPLC | USEPA |  |  |  | 8/12/2006 11:50:00 PM
2603 | PMD-DFN | Diazinon by HPLC | USEPA |  |  |  | 8/12/2006 11:50:00 PM
2604 | PMD-DGL | Dibutyl Succinate by Titration | USEPA |  |  |  | 8/12/2006 11:50:00 PM
2605 | PMD-DGV | Dichlone by IR Spectroscopy | USEPA |  |  |  | 8/12/2006 11:50:00 PM
2606 | PMD-DIC | DICA by HPLC | USEPA |  |  |  | 8/12/2006 11:50:00 PM
2607 | PMD-DJA | Dichloran in Dusts by IR Spectroscopy | USEPA |  |  |  | 8/12/2006 11:50:00 PM
2608 | PMD-DJG | Dicrotophos by IR Spectroscopy | USEPA |  |  |  | 8/12/2006 11:50:00 PM
2609 | PMD-DME | Dimethoate by GC | USEPA |  |  |  | 8/12/2006 11:50:00 PM
2610 | PMD-DMF | Dioxins in 2,4-D and 2,4,5-T by GC/MS | USEPA |  |  |  | 8/12/2006 11:50:00 PM
2611 | PMD-DNE | Dimethyl Phthalate by GC | USEPA |  |  |  | 8/12/2006 11:50:00 PM
2612 | PMD-DNR | Dinitramine by GC | USEPA |  |  |  | 8/12/2006 11:50:00 PM
2613 | PMD-DNZ(IR) | Dinocap by IR Spectroscopy | USEPA |  |  |  | 8/12/2006 11:50:00 PM
2614 | PMD-DNZ(TITR) | Dinocap by TKN and Titration | USEPA |  |  |  | 8/12/2006 11:50:00 PM
2615 | PMD-DOG | Dinoseb by IR Spectroscopy | USEPA |  |  |  | 8/12/2006 11:50:00 PM
2616 | PMD-DOZ(LC1) | Diphacinone by HPLC | USEPA |  |  |  | 8/12/2006 11:50:00 PM
2617 | PMD-DOZ(LC2) | Diphacinone by HPLC | USEPA |  |  |  | 8/12/2006 11:50:00 PM
2618 | PMD-DOZ(UV) | Diphacinone in Baits by UV Spectroscopy | USEPA |  |  |  | 8/12/2006 11:50:00 PM
2619 | PMD-DPA(GC) | Diphenamid by GC | USEPA |  |  |  | 8/12/2006 11:50:00 PM
2620 | PMD-DPA(IR) | Diphenamid by IR Spectroscopy | USEPA |  |  |  | 8/12/2006 11:50:00 PM
2621 | PMD-DPF | Diphenylamine by GC | USEPA |  |  |  | 8/12/2006 11:50:00 PM
2622 | PMD-DQT | Diquat (Dibromide) by HPLC | USEPA |  |  |  | 8/12/2006 11:50:00 PM
2623 | PMD-DSN(GC) | Disulfoton and Fensulfothion by GC/FID | USEPA |  |  |  | 8/12/2006 11:50:00 PM
2624 | PMD-DSN(IR) | Disulfoton by IR Spectroscopy | USEPA |  |  |  | 8/12/2006 11:50:00 PM
2625 | PMD-DUR(IR) | Diuron by IR Spectroscopy | USEPA |  |  |  | 8/12/2006 11:50:00 PM
2626 | PMD-DUR(LC) | Diuron by HPLC | USEPA |  |  |  | 8/12/2006 11:50:00 PM
2627 | PMD-EDF | Edifenphos by GC | USEPA |  |  |  | 8/12/2006 11:50:00 PM
2628 | PMD-ENA | Endosulfan by IR Spectroscopy | USEPA |  |  |  | 8/12/2006 11:50:00 PM
2629 | PMD-ENB(GC) | Endothall by GC | USEPA |  |  |  | 8/12/2006 11:50:00 PM
2630 | PMD-ENB(TITR) | Endothall by Titration | USEPA |  |  |  | 8/12/2006 11:50:00 PM
2631 | PMD-EPI | Epichlorohydrin by GC | USEPA |  |  |  | 8/12/2006 11:50:00 PM
2632 | PMD-EPT | EPTC by HPLC | USEPA |  |  |  | 8/12/2006 11:50:00 PM
2633 | PMD-ETF | Ethofumesate by GC | USEPA |  |  |  | 8/12/2006 11:50:00 PM
2634 | PMD-ETI(GC) | Ethion by GC | USEPA |  |  |  | 8/12/2006 11:50:00 PM
2635 | PMD-ETI(IR) | Ethion by IR Spectroscopy | USEPA |  |  |  | 8/12/2006 11:50:00 PM
2636 | PMD-ETN(GC) | Ethoprop by GC | USEPA |  |  |  | 8/12/2006 11:50:00 PM
2637 | PMD-ETN(IR) | Ethoprop by IR Spectroscopy | USEPA |  |  |  | 8/12/2006 11:50:00 PM
2638 | PMD-EUX(GC) | Ethyl Hexanediol by GC/TCD | USEPA |  |  |  | 8/12/2006 11:50:00 PM
2639 | PMD-EUX(TITR) | Ethyl Hexanediol by Acetylation & Titration | USEPA |  |  |  | 8/12/2006 11:50:00 PM
2640 | PMD-EZN | Ethiozin by HPLC | USEPA |  |  |  | 8/12/2006 11:50:00 PM
2641 | PMD-FBP | Fenamiphos by GC/FID | USEPA |  |  |  | 8/12/2006 11:50:00 PM
2642 | PMD-FBR | Fenarimol by GC/FID | USEPA |  |  |  | 8/12/2006 11:50:00 PM
2643 | PMD-FCL(GC) | Ronnel by GC/FID | USEPA |  |  |  | 8/12/2006 11:50:00 PM
2644 | PMD-FCL(IR) | Ronnel by IR Spectroscopy | USEPA |  |  |  | 8/12/2006 11:50:00 PM
2645 | PMD-FKN | Fluchloralin by GC/TCD | USEPA |  |  |  | 8/12/2006 11:50:00 PM
2646 | PMD-FLM | Atrazine and Metolachlor by GC | USEPA |  |  |  | 8/12/2006 11:50:00 PM
2647 | PMD-FLM(IR) | Fluometuron by IR Spectroscopy | USEPA |  |  |  | 8/12/2006 11:50:00 PM
2648 | PMD-FLM(UV) | Fluometuron by UV Spectroscopy | USEPA |  |  |  | 8/12/2006 11:50:00 PM
2649 | PMD-FOL | Folpet by IR Spectroscopy | USEPA |  |  |  | 8/12/2006 11:50:00 PM
2650 | PMD-FON | Fonofos by IR Spectroscopy | USEPA |  |  |  | 8/12/2006 11:50:00 PM
2651 | PMD-GLP | Glyphosate by HPLC | USEPA |  |  |  | 8/12/2006 11:50:00 PM
2652 | PMD-HXE | Hexachlorophene by HPLC | USEPA |  |  |  | 8/12/2006 11:50:00 PM
2653 | PMD-HXO(GC) | Hexazinone by GC/TCD | USEPA |  |  |  | 8/12/2006 11:50:00 PM
2654 | PMD-HXO(LC) | Hexazinone by HPLC | USEPA |  |  |  | 8/12/2006 11:50:00 PM
2655 | PMD-INB | Indolebutyric Acid by UV Spectroscopy | USEPA |  |  |  | 8/12/2006 11:50:00 PM
2656 | PMD-KAR(IR) | Karbutilate by IR Spectroscopy | USEPA |  |  |  | 8/12/2006 11:50:00 PM
2657 | PMD-KAR(LC) | Karbutilate by HPLC | USEPA |  |  |  | 8/12/2006 11:50:00 PM
2658 | PMD-LIN | Lindane by IR Spectroscopy | USEPA |  |  |  | 8/12/2006 11:50:00 PM
2659 | PMD-LIU(IR) | Linuron by IR Spectroscopy | USEPA |  |  |  | 8/12/2006 11:50:00 PM
2660 | PMD-LIU(LC) | Linuron by HPLC | USEPA |  |  |  | 8/12/2006 11:50:00 PM
2661 | PMD-LIU(UV) | Linuron by UV Spectroscopy | USEPA |  |  |  | 8/12/2006 11:50:00 PM
2662 | PMD-LMG | Lemongrass Oil by GC/TCD | USEPA |  |  |  | 8/12/2006 11:50:00 PM
2663 | PMD-LTF(LC1) | Lactofen by HPLC | USEPA |  |  |  | 8/12/2006 11:50:00 PM
2664 | PMD-LTF(LC2) | Lactofen by HPLC | USEPA |  |  |  | 8/12/2006 11:50:00 PM
2665 | PMD-MAL(IR) | Malathion by IR Spectroscopy | USEPA |  |  |  | 8/12/2006 11:50:00 PM
2666 | PMD-MAL(LC) | Malathion by HPLC | USEPA |  |  |  | 8/12/2006 11:50:00 PM
2667 | PMD-MAU(GC1) | Ethylenethiourea by GC/TCD | USEPA |  |  |  | 8/12/2006 11:50:00 PM
2668 | PMD-MAU(GC2) | Ethylenethiourea by GC/FID | USEPA |  |  |  | 8/12/2006 11:50:00 PM
2669 | PMD-MBL | Myclobutanil by GC/FID | USEPA |  |  |  | 8/12/2006 11:50:00 PM
2670 | PMD-MBT(TITR) | 2-Mercaptobenzothiazole by Titration | USEPA |  |  |  | 8/12/2006 11:50:00 PM
2671 | PMD-MBT(UV) | 2-Mercaptobenzothiazole by UV Spectroscopy | USEPA |  |  |  | 8/12/2006 11:50:00 PM
2672 | PMD-MDZ | Merphos by Internal Standard GC | USEPA |  |  |  | 8/12/2006 11:50:00 PM
2673 | PMD-MEA(GC) | Metaldehyde by GC/TCD | USEPA |  |  |  | 8/12/2006 11:50:00 PM
2674 | PMD-MEA(IR) | Metaldehyde by IR Spectroscopy | USEPA |  |  |  | 8/12/2006 11:50:00 PM
2675 | PMD-MEL | Methidathion by GC/FID | USEPA |  |  |  | 8/12/2006 11:50:00 PM
2676 | PMD-MEM | Methiocarb by IR Spectroscopy | USEPA |  |  |  | 8/12/2006 11:50:00 PM
2677 | PMD-MER | Methomyl by HPLC | USEPA |  |  |  | 8/12/2006 11:50:00 PM
2678 | PMD-MET | Methoprene by Internal Standard GC | USEPA |  |  |  | 8/12/2006 11:50:00 PM
2679 | PMD-MEY(GC) | Methoxychlor by GC/FID | USEPA |  |  |  | 8/12/2006 11:50:00 PM
2680 | PMD-MEY(IR) | Methoxychlor by IR Spectroscopy | USEPA |  |  |  | 8/12/2006 11:50:00 PM
2681 | PMD-MEY(LC) | Methoxychlor by HPLC | USEPA |  |  |  | 8/12/2006 11:50:00 PM
2682 | PMD-MFX | Metalaxyl by Internal Standard GC | USEPA |  |  |  | 8/12/2006 11:50:00 PM
2683 | PMD-MGC | Methyl Nonyl Ketone (MNK) by GC/TCD | USEPA |  |  |  | 8/12/2006 11:50:00 PM
2684 | PMD-MGU(GC) | Metobromuron by GC/TCD | USEPA |  |  |  | 8/12/2006 11:50:00 PM
2685 | PMD-MGU(IR) | Metobromuron by IR Spectroscopy | USEPA |  |  |  | 8/12/2006 11:50:00 PM
2686 | PMD-MHX | Mexacarbate by GC/TCD | USEPA |  |  |  | 8/12/2006 11:50:00 PM
2687 | PMD-MHY(LC) | Maleic Hydrazide (MH) by HPLC | USEPA |  |  |  | 8/12/2006 11:50:00 PM
2688 | PMD-MHY(UV) | Maleic Hydrazide by UV Spectroscopy | USEPA |  |  |  | 8/12/2006 11:50:00 PM
2689 | PMD-MOK(GC) | Monocrotophos by GC/FID | USEPA |  |  |  | 8/12/2006 11:50:00 PM
2690 | PMD-MOK(IR) | Monocrotophos by IR Spectroscopy | USEPA |  |  |  | 8/12/2006 11:50:00 PM
2691 | PMD-MON(IR) | Monuron by IR Spectroscopy | USEPA |  |  |  | 8/12/2006 11:50:00 PM
2692 | PMD-MON(TITR) | Monuron by Hydrolysis and Titration | USEPA |  |  |  | 8/12/2006 11:50:00 PM
2693 | PMD-MON(UV) | Monuron by UV Spectroscopy | USEPA |  |  |  | 8/12/2006 11:50:00 PM
2694 | PMD-NA-D | Sodium Chlorate and Metaborate by Titration | USEPA |  |  |  | 8/12/2006 11:50:00 PM
2695 | PMD-NA-H | Sodium Fluoride by Ion Chromatography | USEPA |  |  |  | 8/12/2006 11:50:00 PM
2696 | PMD-NAP | Naphthaleneacetic Acid by HPLC | USEPA |  |  |  | 8/12/2006 11:50:00 PM
2697 | PMD-NBL | Naptalam by UV Spectroscopy | USEPA |  |  |  | 8/12/2006 11:50:00 PM
2698 | PMD-NCS | Nicosulfuron by HPLC | USEPA |  |  |  | 8/12/2006 11:50:00 PM
2699 | PMD-NEB(IR) | Neburon by IR Spectroscopy | USEPA |  |  |  | 8/12/2006 11:50:00 PM
2700 | PMD-NEB(UV) | Neburon by UV Spectroscopy | USEPA |  |  |  | 8/12/2006 11:50:00 PM
2701 | PMD-NIC | Nicotine by HPLC | USEPA |  |  |  | 8/12/2006 11:50:00 PM
2702 | PMD-NOB | Norbormide by UV Spectroscopy | USEPA |  |  |  | 8/12/2006 11:50:00 PM
2703 | PMD-NTP(TIT1) | Nitrophenols by Titration | USEPA |  |  |  | 8/12/2006 11:50:00 PM
2704 | PMD-NTP(TIT2) | Nitrophenols by Titration | USEPA |  |  |  | 8/12/2006 11:50:00 PM
2705 | PMD-ORY | Oryazlin by UV Spectroscopy | USEPA |  |  |  | 8/12/2006 11:50:00 PM
2706 | PMD-OVO | Ovex by IR Spectroscopy | USEPA |  |  |  | 8/12/2006 11:50:00 PM
2707 | PMD-OXB | Oxamyl by HPLC | USEPA |  |  |  | 8/12/2006 11:50:00 PM
2720 | PMD-P-HS | Phosphorus by Digestion and Gravimetry | USEPA |  |  |  | 8/12/2006 11:50:00 PM
2708 | PMD-PAD(GC) | p-Dichlorobenzene by GC | USEPA |  |  |  | 8/12/2006 11:50:00 PM
2709 | PMD-PAD(IR) | p-Dichlorobenzene by IR Spectroscopy | USEPA |  |  |  | 8/12/2006 11:50:00 PM
2710 | PMD-PAP | Paraquat by HPLC | USEPA |  |  |  | 8/12/2006 11:50:00 PM
2711 | PMD-PAR(GC) | Parathion in Carbaryl by GC/FID | USEPA |  |  |  | 8/12/2006 11:50:00 PM
2712 | PMD-PAR(LC) | Parathion by HPLC | USEPA |  |  |  | 8/12/2006 11:50:00 PM
2713 | PMD-PBS | Polybrominated Salicylanilides by UV | USEPA |  |  |  | 8/12/2006 11:50:00 PM
2714 | PMD-PCP(GC) | Pentachlorophenol by GC/FID | USEPA |  |  |  | 8/12/2006 11:50:00 PM
2715 | PMD-PCP(LC) | Pentachlorophenol by HPLC | USEPA |  |  |  | 8/12/2006 11:50:00 PM
2716 | PMD-PFH(GC) | Phenols and Chlorophenols by GC/TCD | USEPA |  |  |  | 8/12/2006 11:50:00 PM
2717 | PMD-PFH(TD) | Phenols and Chlorophenols Technical Data | USEPA |  |  |  | 8/12/2006 11:50:00 PM
2718 | PMD-PFI | Phenothiazine by IR Spectroscopy | USEPA |  |  |  | 8/12/2006 11:50:00 PM
2719 | PMD-PGM | Phorate by IR Spectroscopy | USEPA |  |  |  | 8/12/2006 11:50:00 PM
2721 | PMD-PIE(LC) | Pindone by HPLC | USEPA |  |  |  | 8/12/2006 11:50:00 PM
2722 | PMD-PIE(UV) | Pindone by UV Spectroscopy | USEPA |  |  |  | 8/12/2006 11:50:00 PM
2723 | PMD-PIO | Piperonyl Butoxide Qualitative Test | USEPA |  |  |  | 8/12/2006 11:50:00 PM
2724 | PMD-PIX | Pendimethalin by GC/TCD | USEPA |  |  |  | 8/12/2006 11:50:00 PM
2725 | PMD-PJB | Pirimicarb by UV Spectroscopy | USEPA |  |  |  | 8/12/2006 11:50:00 PM
2726 | PMD-PJE(GC) | Pirimiphos-Ethyl by GC/FID | USEPA |  |  |  | 8/12/2006 11:50:00 PM
2727 | PMD-PJM | Pirimiphos-Methyl by GC/FID | USEPA |  |  |  | 8/12/2006 11:50:00 PM
2728 | PMD-PNM(GC) | Prochloraz by GC/FID | USEPA |  |  |  | 8/12/2006 11:50:00 PM
2729 | PMD-PNM(LC) | Prochloraz by HPLC | USEPA |  |  |  | 8/12/2006 11:50:00 PM
2730 | PMD-POD | Prometon and Simazine by GC/FID | USEPA |  |  |  | 8/12/2006 11:50:00 PM
2731 | PMD-POJ | Propylene Glycol by GC/TCD | USEPA |  |  |  | 8/12/2006 11:50:00 PM
2732 | PMD-POT(GC) | Propargite by GC/TCD | USEPA |  |  |  | 8/12/2006 11:50:00 PM
2733 | PMD-POT(IR) | Propargite by IR Spectroscopy | USEPA |  |  |  | 8/12/2006 11:50:00 PM
2734 | PMD-PPD | Propionic Acid by GC/FID | USEPA |  |  |  | 8/12/2006 11:50:00 PM
2735 | PMD-PYA(IR) | Pyrazon by IR Spectroscopy | USEPA |  |  |  | 8/12/2006 11:50:00 PM
2736 | PMD-PYA(UV) | Pyrazon by UV Spectroscopy | USEPA |  |  |  | 8/12/2006 11:50:00 PM
2737 | PMD-PYR(GC1) | Pyrethrins by GC/FID | USEPA |  |  |  | 8/12/2006 11:50:00 PM
2738 | PMD-PYR(GC2) | Pyrethrins, MGK-264 and PBTO by HPLC | USEPA |  |  |  | 8/12/2006 11:50:00 PM
2739 | PMD-PYR(LC1) | Pyrethrins by HPLC | USEPA |  |  |  | 8/12/2006 11:50:00 PM
2740 | PMD-PYR(LC2) | Pyrethrins, MGK-264 and PBTO by HPLC | USEPA |  |  |  | 8/12/2006 11:50:00 PM
2741 | PMD-PYR(TD) | Pyrethrins, Technical Data | USEPA |  |  |  | 8/12/2006 11:50:00 PM
2742 | PMD-PYR(TITR) | Pyrethrins I and II by Titration | USEPA |  |  |  | 8/12/2006 11:50:00 PM
2743 | PMD-QAC(COLR) | Quaternary Ammonium Compounds Qualitative | USEPA |  |  |  | 8/12/2006 11:50:00 PM
2744 | PMD-QAC(TD) | Quaternary Ammonium Compound Technical Data | USEPA |  |  |  | 8/12/2006 11:50:00 PM
2745 | PMD-QAC(TIT1) | Quaternary Ammonium Compounds Ferricyanide | USEPA |  |  |  | 8/12/2006 11:50:00 PM
2746 | PMD-QAC(TIT2) | Quaternary Ammonium Compounds, Epton Titr. | USEPA |  |  |  | 8/12/2006 11:50:00 PM
2747 | PMD-QAC(TIT3) | Quaternary Ammonium Cl and Br by Titration | USEPA |  |  |  | 8/12/2006 11:50:00 PM
2748 | PMD-RES(GC1) | Resmethrin in Aerosols by GC | USEPA |  |  |  | 8/12/2006 11:50:00 PM
2749 | PMD-RES(GC2) | Resmethrin by GC/FID | USEPA |  |  |  | 8/12/2006 11:50:00 PM
2750 | PMD-RES(IR) | Resmethrin by IR Spectroscopy | USEPA |  |  |  | 8/12/2006 11:50:00 PM
2751 | PMD-RES(LC) | Resmethrin in Aerosols by HPLC | USEPA |  |  |  | 8/12/2006 11:50:00 PM
2752 | PMD-ROT | Rotenone by HPLC | USEPA |  |  |  | 8/12/2006 11:50:00 PM
2762 | PMD-S-UF(GRV1 | Sulfur by CS2 Extraction and Gravimetry | USEPA |  |  |  | 8/12/2006 11:50:00 PM
2763 | PMD-S-UF(GRV2 | Sulfur by Oxidation and Gravimetry | USEPA |  |  |  | 8/12/2006 11:50:00 PM
2764 | PMD-S-UF(GRV3 | Sulfur by CS2 Extraction and Gravimetry | USEPA |  |  |  | 8/12/2006 11:50:00 PM
2765 | PMD-S-UO | Sulfur Dioxide by Titration | USEPA |  |  |  | 8/12/2006 11:50:00 PM
2753 | PMD-SAE | Salicylanilide by UV Spectroscopy | USEPA |  |  |  | 8/12/2006 11:50:00 PM
2754 | PMD-SEU | Siduron by UV Spectroscopy | USEPA |  |  |  | 8/12/2006 11:50:00 PM
2755 | PMD-SIM | Simazine by UV Spectroscopy | USEPA |  |  |  | 8/12/2006 11:50:00 PM
2756 | PMD-SN | Tin in Organotins by Titration | USEPA |  |  |  | 8/12/2006 11:50:00 PM
2757 | PMD-STM(UV) | Streptomycin by UV Spectroscopy | USEPA |  |  |  | 8/12/2006 11:50:00 PM
2758 | PMD-STM(VIS) | Streptomycin by Visible Spectroscopy | USEPA |  |  |  | 8/12/2006 11:50:00 PM
2759 | PMD-STY(GRAV) | Strychnine by Acid Precipitation | USEPA |  |  |  | 8/12/2006 11:50:00 PM
2760 | PMD-STY(LC) | Strychnine by HPLC | USEPA |  |  |  | 8/12/2006 11:50:00 PM
2761 | PMD-STY(UV) | Strychnine by UV Spectroscopy | USEPA |  |  |  | 8/12/2006 11:50:00 PM
2766 | PMD-TBU | Tribenuron Methyl Ester by HPLC | USEPA |  |  |  | 8/12/2006 11:50:00 PM
2767 | PMD-TDU | Tebuthiuron by UV Spectroscopy | USEPA |  |  |  | 8/12/2006 11:50:00 PM
2768 | PMD-TDZ | Technazene by GC/FID | USEPA |  |  |  | 8/12/2006 11:50:00 PM
2769 | PMD-TEI | Terbacil by UV Spectroscopy | USEPA |  |  |  | 8/12/2006 11:50:00 PM
2770 | PMD-TFB | Tetrachlorvinphos by GC/FID | USEPA |  |  |  | 8/12/2006 11:50:00 PM
2771 | PMD-TFK | Tetramethrin by GC/FID | USEPA |  |  |  | 8/12/2006 11:50:00 PM
2772 | PMD-TFM | Triflumizole by HPLC | USEPA |  |  |  | 8/12/2006 11:50:00 PM
2773 | PMD-TFU | Lamprecid by UV Spectroscopy | USEPA |  |  |  | 8/12/2006 11:50:00 PM
2774 | PMD-TFZ | Thiabendazole by GC/FID | USEPA |  |  |  | 8/12/2006 11:50:00 PM
2775 | PMD-THN | Thiophanate by UV Spectroscopy | USEPA |  |  |  | 8/12/2006 11:50:00 PM
2776 | PMD-THO | Thiophanate-Methyl by UV Spectroscopy | USEPA |  |  |  | 8/12/2006 11:50:00 PM
2777 | PMD-THR(IR) | Thiram by IR Spectroscopy | USEPA |  |  |  | 8/12/2006 11:50:00 PM
2778 | PMD-THR(LC) | Thiram by HPLC | USEPA |  |  |  | 8/12/2006 11:50:00 PM
2779 | PMD-THR(UV) | Thiram by UV Spectroscopy | USEPA |  |  |  | 8/12/2006 11:50:00 PM
2780 | PMD-TLC(OTP) | Organothiophosphates by TLC | USEPA |  |  |  | 8/12/2006 11:50:00 PM
2781 | PMD-TLC(TLC1) | TLC Systems for Pesticide Identification | USEPA |  |  |  | 8/12/2006 11:50:00 PM
2782 | PMD-TLC(TLC2) | TLC Systems for Pesticide Identification | USEPA |  |  |  | 8/12/2006 11:50:00 PM
2783 | PMD-TLL | Triadimenol by GC/FID | USEPA |  |  |  | 8/12/2006 11:50:00 PM
2784 | PMD-TPR | Triclopyr by HPLC | USEPA |  |  |  | 8/12/2006 11:50:00 PM
2785 | PMD-TQA | Triallate by GC/FID | USEPA |  |  |  | 8/12/2006 11:50:00 PM
2786 | PMD-TQO | bis(Tri-n-butyltin) Oxide by GC | USEPA |  |  |  | 8/12/2006 11:50:00 PM
2787 | PMD-TRC(GC1) | Trichlorfon by GC/FID | USEPA |  |  |  | 8/12/2006 11:50:00 PM
2788 | PMD-TRC(GC2) | Trichlorfon by Derivatization and GC/FID | USEPA |  |  |  | 8/12/2006 11:50:00 PM
2789 | PMD-TRC(IR) | Trichlorfon by IR Spectroscopy | USEPA |  |  |  | 8/12/2006 11:50:00 PM
2790 | PMD-TRC(LC) | Trichlorfon by HPLC | USEPA |  |  |  | 8/12/2006 11:50:00 PM
2791 | PMD-TSU | Trifluralin by IR Spectroscopy | USEPA |  |  |  | 8/12/2006 11:50:00 PM
2792 | PMD-VAE | PMP by UV Spectroscopy | USEPA |  |  |  | 8/12/2006 11:50:00 PM
2793 | PMD-VER(IR) | Vernolate by IR Spectroscopy | USEPA |  |  |  | 8/12/2006 11:50:00 PM
2794 | PMD-VER(LC) | Vernolate by HPLC | USEPA |  |  |  | 8/12/2006 11:50:00 PM
2795 | PMD-WAR | Warfarin and Sulfaquinoxaline by HPLC | USEPA |  |  |  | 8/12/2006 11:50:00 PM
2796 | PMD-WAR(LC) | Warfarin by HPLC | USEPA |  |  |  | 8/12/2006 11:50:00 PM
2797 | PMD-WAR(UV) | Warfarin by UV Spectroscopy | USEPA |  |  |  | 8/12/2006 11:50:00 PM
2798 | PMD-WTY | Triethylene Glycol by GC/TCD | USEPA |  |  |  | 8/12/2006 11:50:00 PM
2799 | PMD-ZIR | Ziram by UV Spectroscopy | USEPA |  |  |  | 8/12/2006 11:50:00 PM
2800 | PMD-ZN-T(GC) | Zinc Phosphide by GC/FPD | USEPA |  |  |  | 8/12/2006 11:50:00 PM
2801 | PMD-ZN-T(TITR) | Zinc Phosphide by Titration | USEPA |  |  |  | 8/12/2006 11:50:00 PM
257373 | PN-CALC | Calculated Particulate Nitrogen | MDE_FIELDSERVICES_WQX |  |  |  | 12/8/2011 3:14:52 PM
257366 | PN/PC | Particulate Nitrogen and Carbon | MDE_FIELDSERVICES_WQX |  |  |  | 12/8/2011 2:17:52 PM
4737 | PO-01-RC | Polonium in Water and Urine | USDOE/EML | Po-01-RC ~ DOE EML ; Polonium in Water and Urine |  | https://www.nemi.gov/methods/method_summary/4845/ | 7/31/2013 12:00:00 AM
4738 | PO-02-RC | Polonium in Water, Vegetation, Soil, and Air Filters | USDOE/EML | Po-02-RC ~ DOE EML ; Polonium in Water, Vegetation, Soil, and Air Filters |  | https://www.nemi.gov/methods/method_summary/4846/ | 7/31/2013 12:00:00 AM
757187 | PO-31-107-04-1-E | Persulfate oxidation, Lachat FIA 31-107-04-1-E | RTI | Persulfate oxidation, Lachat FIA 31-107-04-1-E |  |  | 5/23/2018 1:37:55 PM
4959 | POCIS | Polar Organic Chemical Integrative Sampler (POCIS) | USDOI/USGS | POCIS ~ USGS ; Polar Organic Chemical Integrative Sampler (POCIS) |  | https://www.nemi.gov/methods/method_summary/10622/ | 7/31/2013 12:00:00 AM
732760 | POLLOCK-MDEQ-WQ | Membrane Extracted Carbon Isotope Analysis of Dissolved Methane | MDEQ_WQ_WQX | Erik Pollock method from University of Arkansas Stable Isotope Lab |  |  | 11/30/2016 3:42:51 PM
740959 | Polyclonal ELISA - A | Polyclonal ELISA - ADDA Specific | AZDEQ_SW |  |  |  | 1/31/2019 9:27:12 AM
734469 | PORE_WQ_GEN | General Water Quality Procedures | 11NPSWRD_WQX | See Methods sections for basic description of protocol employed in collecting core parameters and laboratory samples. For most parameters, differences from I&M protocol is methodological and does not include QA/QC methods. Ketcham, B.J.; November 2001; Point Reyes National Seashore - Water Quality Monitoring Report: May 1999-May 2001; National Park Service, Point Reyes National Seashore; 188p |  |  | 3/7/2017 5:01:06 PM
290961 | PortlandHarborMethod | R10PORTLANDHARBOR Method | R10PORTLANDHARBOR | Miscellaneous analytical methods used in Portland Harbor Superfund Site data set. Note actual methods are listed in Result Comment fields. |  |  | 2/15/2012 4:37:42 PM
1251 | PO_01 | Polonium in Water and Urine | USDOE/EML |  |  |  | 8/12/2006 11:50:00 PM
1252 | PO_02(S) | Polonium in Soil and Air Filters | USDOE/EML | in Sediment |  |  | 8/12/2006 11:50:00 PM
1253 | PO_02(W) | Polonium in Water and Vegetation | USDOE/EML | in Water |  |  | 8/12/2006 11:50:00 PM
733238 | pp-DDD+DDE+DDT | p,p'-DDE + DDE + DDT | EPATEST |  |  |  | 12/8/2016 11:42:15 AM
257364 | PP/PIP | Particulate Phosphorus | MDE_FIELDSERVICES_WQX |  |  |  | 12/8/2011 2:17:52 PM
739959 | PP101 | ODU Picoplankton Enumeration Method | WQXTEST |  |  |  | 11/8/2017 12:00:00 AM
735746 | PP101 | ODU Picoplankton Enumeration Method | CBP_WQX |  |  |  | 11/8/2017 3:37:06 PM
735747 | PP102 | MSU/ANS Picoplankton Enumeration Method | CBP_WQX |  |  |  | 11/8/2017 3:40:00 PM
739960 | PP102 | MSU/ANS Picoplankton Enumeration Method | WQXTEST |  |  |  | 11/8/2017 12:00:00 AM
5070 | PREDICTIVE MODELING | Van Sickle, J. | USEPA | RIVPACS-type predictive modeling ~ EPA ; Van Sickle, J. |  | https://www.nemi.gov/methods/sams_method_summary/11952/ | 7/31/2013 12:00:00 AM
740879 | PROBE | PROBE | AZDEQ_SW |  |  |  | 11/10/2017 2:37:44 PM
732276 | PROBE | Generic Probe | NCWCD |  |  |  | 6/30/2016 6:42:01 PM
730265 | PROBE | PROBE | NTHRNUTE | This is a analytical method from EPA USGS-WRD |  |  | 4/17/2018 5:06:54 PM
20259 | PROBE | pH in water | BUNKER_USGS |  |  |  | 2/4/2010 9:02:56 AM
62995 | PROBE-MTVOLWQM | Probe or field meter | MTVOLWQM_WQX |  |  |  | 11/9/2009 2:18:19 PM
19808 | Procedure is unknown | Procedure is unknown | EPA_R7_WQX |  |  |  | 3/5/2009 12:03:03 PM
275001 | PRWD_GAGE | Pelican River Watershed District Stream Gauge | MNPCA |  |  |  | 7/18/2013 7:58:12 AM
275024 | PRWD_GAGE-CLVRT | Pelican River Watershed District Stream Gauge - Culvert | MNPCA |  |  |  | 7/18/2013 8:15:16 AM
275020 | PRWD_GAGE-DNSTR | Pelican River Watershed District Stream Gauge - Downstream | MNPCA |  |  |  | 7/18/2013 8:15:54 AM
275023 | PRWD_GAGE-MID | Pelican River Watershed District Stream Gauge - Middle | MNPCA |  |  |  | 7/18/2013 8:15:08 AM
275022 | PRWD_GAGE-MPCA | Pelican River Watershed District Stream Gauge - MPCA | MNPCA |  |  |  | 7/18/2013 8:15:08 AM
275026 | PRWD_GAGE-SALLI | Pelican River Watershed District Stream Gauge - Sallie at Dunton Locks | MNPCA |  |  |  | 7/18/2013 8:00:32 AM
275025 | PRWD_GAGE-TAIL | Pelican River Watershed District Stream Gauge - Tail | MNPCA |  |  |  | 7/18/2013 8:12:16 AM
275021 | PRWD_GAGE-UPSTR | Pelican River Watershed District Stream Gauge - Upstream | MNPCA |  |  |  | 7/18/2013 8:15:30 AM
557132 | PSEP | Puget Sound Estuary Program | RM11E_SUPRIFS | Method for Portland Harbor RM11E Supplemental RIFS by GSI Water Solutions 2013-2014 data. |  |  | 10/31/2014 4:15:35 PM
743096 | PSEP | Grain Size | OREGONDEQ |  |  |  | 1/10/2018 2:27:54 PM
564891 | PSEP | PSEP | ASPECT_WQX | PUGET SOUND ESTUARY PROGRAM METHOD FOR GRAIN SIZE DETERMINATION |  |  | 5/7/2015 1:48:34 PM
555303 | PSEP | Puget Sound Estuary Program | PORTLANDHARBORRISS | Total organic carbon & total solids |  |  | 10/21/2014 1:50:59 PM
562929 | PSEP-PS | Puget Sound Estuary Protocols - Conventional Sediment Variables 1986, rev:2003 | R10OEA | Puget Sound Estuary Protocols, Conventional Sediment Variables, Particle/Grain Size by Sieve-Pipette, 1986, Minor Rev. 2003 |  |  | 3/3/2015 2:36:23 PM
734489 | PSEP-PS | Puget Sound Estuary Protocols, Sediment, Particle/Grain Size by Sieve-Pipette | SEATTLERIVER_WQX | Puget Sound Estuary Protocols, Sediment, Particle/Grain Size by Sieve-Pipette |  | http://www.ecy.wa.gov/ | 3/28/2017 5:05:58 PM
530091 | PSEP-TOC | PSEP-TOC | SALTCHUCK_WQX | TOC in sediments by Puget Sound Estuarine Protocols |  |  | 5/1/2014 6:35:48 PM
532304 | PSEP-TOC | PSEP-TOC | BUNKER_WQX | TOC in sediments by Puget Sound Estuarine Protocols |  |  | 11/11/2015 5:38:57 PM
62868 | PSEP-TOC | Plumb 1981 | R10OEA | Analytical method for determining the percent of total organic carbon in sediment. |  |  | 1/15/2010 11:26:05 PM
743684 | PSEP86 | PSEP86 | AKDECAKMAP | PSEP86: Sediment grain size |  |  | 3/20/2018 3:06:03 PM
732121 | PSEP_BOD | PSEP, BOD | EPA_GLNPO |  |  |  | 4/29/2016 4:38:43 PM
732122 | PSEP_COD | PSEP, COD | EPA_GLNPO |  |  |  | 4/29/2016 4:38:43 PM
4958 | PTI FOR FRESHWATER | Pesticide Toxicity Index (PTI) for Freshwater Aquatic Organisms | USDOI/USGS | Pesticide Toxicity Index (PTI) for Freshwater Aquatic Organisms ~ USGS NAWQA ; Munn, M.D., Gilliom, R.J., Moran, P.W., and Nowell, L.H. |  | https://www.nemi.gov/methods/sams_method_summary/11960/ | 7/31/2013 12:00:00 AM
2802 | PU-01 | Plutonium in Water and Ashed Samples | USEPA |  |  |  | 8/12/2006 11:50:00 PM
2803 | PU-02 | Plutonium-236 Tracer Solution | USEPA |  |  |  | 8/12/2006 11:50:00 PM
1254 | PU_01 | Plutonium in Air Filters | USDOE/EML |  |  |  | 8/12/2006 11:50:00 PM
1255 | PU_02 | Plutonium in Soil Samples | USDOE/EML |  |  |  | 8/12/2006 11:50:00 PM
1256 | PU_03 | Plutonium in Soil Residue | USDOE/EML |  |  |  | 8/12/2006 11:50:00 PM
1257 | PU_04 | Plutonium in Tissue | USDOE/EML |  |  |  | 8/12/2006 11:50:00 PM
1258 | PU_05 | Plutonium in Tissue | USDOE/EML |  |  |  | 8/12/2006 11:50:00 PM
1259 | PU_06 | Plutonium in Urine | USDOE/EML |  |  |  | 8/12/2006 11:50:00 PM
1260 | PU_07 | Plutonium in Large Urine Samples | USDOE/EML |  |  |  | 8/12/2006 11:50:00 PM
1261 | PU_08 | Plutonium in Vegetation Samples | USDOE/EML |  |  |  | 8/12/2006 11:50:00 PM
1262 | PU_09 | Plutonium in Vegetation Samples | USDOE/EML |  |  |  | 8/12/2006 11:50:00 PM
1263 | PU_10 | Plutonium in Water | USDOE/EML |  |  |  | 8/12/2006 11:50:00 PM
4710 | PV2072 | Rhodamine B by HPCL-UV-FL | NIOSH | PV2072 ~ NIOSH ; Rhodamine B by HPCL-UV-FL |  | https://www.nemi.gov/methods/method_summary/10929/ | 7/31/2013 12:00:00 AM
110879 | PVSC FieldSOP SEC1.0 | Determination of Secchi Disk Transparency | NJHDG |  |  |  | 11/29/2018 1:46:40 PM
531178 | PYGMY | APAFR TMDL Study Flow Velocity Collection Procedure | 21FLAVON_WQX |  |  |  | 9/18/2013 2:10:06 PM
730271 | QADCP | QADCP | NTHRNUTE | This is a analytical method from EPA USGS-WRD |  |  | 4/17/2018 5:06:55 PM
66366 | QAPP | Hualapai-QAPP | TESTGCSWQX |  |  |  | 3/10/2010 12:58:53 AM
67219 | QAPP | Hualapai-QAPP | HUALAPAI |  |  |  | 12/21/2016 1:55:11 PM
107186 | QAPP | Quality Assurance Project Plan | LUMMINSN_WQX | Refer to the Lummi Nation's Quality Assurance Project Plan for details |  |  | 3/23/2018 4:17:38 PM
733447 | QAPP | QAPP | CBP_WQX | Quality Assurance Project Plan |  |  | 5/1/2018 3:17:38 PM
565900 | QAPP | Quality Assurance Project Plan | DEMOTEST_WQX |  |  |  | 11/24/2015 9:14:50 AM
565816 | QAPP | Quality Assurance Project Plan | WWMD_VA | QAPP - Quality Assurance Project Plan |  |  | 12/17/2015 9:52:45 AM
565815 | QAPP | QAPP | DEMOTEST | Quality Assurance Project plan |  |  | 11/24/2015 3:06:39 PM
551329 | QAPP | QAPP | WQXTEST |  |  |  | 4/30/2018 3:48:14 PM
734687 | QAPP | Upper Skagit Indian Tribe Quality Assurance Project Plan | UPPERSKAGIT |  |  |  | 8/7/2017 5:29:38 PM
739540 | QAPP- | QAPP | WQXTEST | Quality Assurance Project Plan |  |  | 5/5/2017 12:00:00 AM
262039 | QC 1010704 | QC 10107041B | CEDEN |  |  |  | 9/27/2013 6:46:16 PM
262028 | QC 1010706 | QC 10107061G | CEDEN |  |  |  | 9/27/2013 6:08:28 PM
532015 | QC 1011427 | QC 10114271A | CEDEN |  |  |  | 9/27/2013 6:31:22 PM
262038 | QC 1011501 | QC 10115012B | CEDEN |  |  |  | 9/27/2013 6:10:59 PM
262027 | QC 1030331 | QC 10303311A | CEDEN |  |  |  | 9/27/2013 6:10:57 PM
274900 | QC10-107-04-1-C | Nitrate and Nitrite Nitrogen, Total, by QuikChem method 10-107-04-1-C | MNPCA |  |  |  | 6/2/2016 4:32:32 PM
274899 | QC10-107-06-1-C | Ammonia Nitrogen, Total, by QuikChem method 10-107-06-1-C | MNPCA |  |  |  | 6/2/2016 4:32:32 PM
262544 | QC10-115-01-1-A | Orthophosphate, Total, by QuikChem method 10-115-01-1-A | MNPCA |  |  |  | 10/2/2017 3:31:56 PM
274901 | QC10-115-01-1-C | Phosphorus, Total, by QuikChem method 10-115-01-1-C | MNPCA |  |  |  | 6/2/2016 4:32:32 PM
274876 | QC20-107-04-1B | Nitrogen, Total, by QuickChem method 20-107-04-1B | MNPCA |  |  |  | 6/3/2016 12:15:36 PM
734661 | QPCR-E.coli | QPCR-E.coli - Rapid Method | 21ILBCH_WQX |  |  |  | 2/13/2018 12:05:46 PM
521360 | QPCR-SCORPION ASSAY | E. coli in Water and Wastewater by Scorpion(TM) Quantitative Polymerase Chain Reaction (qPCR) | 21WIBCH |  |  |  | 1/26/2015 12:19:59 PM
743448 | QPCRenterococci | QPCRenterococci - Rapid Method | 21ILBCH_WQX |  |  |  | 2/26/2019 10:31:29 AM
740878 | QSTGQ | QSTGQ | AZDEQ_SW |  |  |  | 11/10/2017 2:37:44 PM
5057 | QUALITY ASSESSMENT | U.S. Environmental Protection Agency | USEPA | Data Quality Assessment: Statistical Methods for Practitioners ~ EPA-QUALITY ; U.S. Environmental Protection Agency |  | https://www.nemi.gov/methods/sams_method_summary/11928/ | 7/31/2013 12:00:00 AM
561837 | Quick | Quicksilver | CSU_FISHERIESECOLOGYLAB | Quicksilver Scientific, Lafayette, Colorado - ion chromatographic separation of cationic Hg-thiourea complexes, followed by sequential oxidation of CH3Hg+ to HgII, stannous chloride reduction of HgII to Hg0, evaporation of Hg0 into an Ar carrier, drying of the sample gas, and finally atomic fluorescence detection. |  |  | 2/5/2015 7:38:17 PM
2804 | R-001-1 | QC for Alpha/Beta Sample Analysis | USEPA |  |  |  | 8/12/2006 11:50:00 PM
2805 | R-002-1 | Gross Alpha/Beta Activity in Soil | USEPA |  |  |  | 8/12/2006 11:50:00 PM
2806 | R-004-1 | Gross Alpha/Beta Activity in Water | USEPA |  |  |  | 8/12/2006 11:50:00 PM
2807 | R-005-1 | Gross Alpha/Beta Activity in Water | USEPA |  |  |  | 8/12/2006 11:50:00 PM
2808 | R-006-1 | Gross Alpha and Beta Activity in Soil | USEPA |  |  |  | 8/12/2006 11:50:00 PM
2809 | R-007-1 | Gross Alpha/Beta Activity in Biota | USEPA |  |  |  | 8/12/2006 11:50:00 PM
2810 | R-008-1 | Gross Alpha/Beta Activity in Biota, Extended | USEPA |  |  |  | 8/12/2006 11:50:00 PM
109975 | R1 | Air and Water Temperature | MAWRWMP | A calibrated thermometer is placed in a tree branch near the edge of the river or stream to determine air temperature. A calibrated thermometer is placed just under the surface of the river or stream to determine water temperature |  |  | 12/2/2010 10:24:07 AM
218232 | R10DUWAMISH | R10DUWAMISH Analytical Method | R10DUWAMISH | An analytical method used for the Lower Duwamish Waterway Superfund Site RI and FS data |  |  | 4/8/2015 1:42:48 PM
511161 | R10NPDES | R10NPDES Analytical Methods | R10NPDES | Analytical Methods used in analysis of samples for the EPA Region 10 NPDES Program. |  |  | 6/26/2017 5:33:40 PM
563620 | R10SUPERFUNDHIST | R10 Superfund Historical Data Analytical Methods | R10SUPERFUNDHISTORICAL | R10 Superfund Historical Data Analytical Methods |  |  | 3/25/2015 6:32:19 PM
562918 | R10YROADLANDFILLS | Y-Road Landfills Site Investigation Analytical Methods | R10YROADLANDFILLS | Y-Road Landfills Site Investigation Analytical Methods |  |  | 3/5/2015 12:48:25 PM
1588 | R1110 | Cesium-137 and 134, Dissolved | USDOI/USGS |  |  |  | 8/12/2006 11:50:00 PM
1589 | R1130 | Lead-210 | USDOI/USGS |  |  |  | 8/12/2006 11:50:00 PM
1590 | R1140 | Radium | USDOI/USGS |  |  |  | 8/12/2006 11:50:00 PM
1591 | R1141 | Radium-226 | USDOI/USGS | R1141 ~ USGS-NWQL ; Radium-226 |  | https://www.nemi.gov/methods/method_summary/4775/ | 8/12/2006 11:50:00 PM
1592 | R1142 | Radium-228 | USDOI/USGS |  |  |  | 8/12/2006 11:50:00 PM
1593 | R1150 | Radioruthenium | USDOI/USGS |  |  |  | 8/12/2006 11:50:00 PM
1594 | R1160 | Strontium-90 | USDOI/USGS |  |  |  | 8/12/2006 11:50:00 PM
1595 | R1171 | Tritium - Liquid Scintillation, Denver Lab | USDOI/USGS |  |  |  | 8/12/2006 11:50:00 PM
1596 | R1172 | Tritium - Electrolytic, Denver Lab | USDOI/USGS |  |  |  | 8/12/2006 11:50:00 PM
1597 | R1173 | Tritium - Liquid Scintillation, Reston Lab | USDOI/USGS |  |  |  | 8/12/2006 11:50:00 PM
1598 | R1174 | Tritium - Electrolytic, Reston Lab | USDOI/USGS |  |  |  | 8/12/2006 11:50:00 PM
1599 | R1180 | Uranium - Fluorometric | USDOI/USGS |  |  |  | 8/12/2006 11:50:00 PM
1600 | R1181 | Uranium - Fluorometric, Extraction | USDOI/USGS |  |  |  | 8/12/2006 11:50:00 PM
1601 | R1182 | Uranium - Alpha Spectroscopy | USDOI/USGS |  |  |  | 8/12/2006 11:50:00 PM
109976 | R4 | pH and Alkalinity by Titration | MAWRWMP | The sample pH is determined and then sample is titrated with sulfuric acid to pH 4.5 and then pH 4.2. the titration values are used to calculate the alkalinity. |  |  | 12/2/2010 10:24:07 AM
762727 | R5NWRS_FLOW_FIELD | Flow measurements using Fred's flow data logger | NWRSFWS_WQX | Need to verify procedure name and add citation. U.S. Environmental Protection Agency (EPA).; 2009; National rivers and stream assessment: Field operations manual.; Office of Water, Washington, DC.; EPA-841-B-07-009 |  |  | 9/28/2018 11:37:22 AM
762728 | R5NWRS_TNTP-W10900 ( | Total Phosphorus | NWRSFWS_WQX | The method simultaneously converts ammonia and inorganic (excluding N2) and organic nitrogen to nitrate and inorganic and organic forms of phosphorus to orthophosphate by means of an alkaline to acid digestion. Native dissolved nitrate and nitrite are unaffected by the digestion. 2.2 Digestion is accomplished by heating acidified, unfiltered samples in the presence of persulfate (a strong oxidizer) at 120oC and 15 psi positive pressure for 30 minutes. The digestion is strongly alkaline at the outset, which promotes oxidation of nitrogen to nitrate. As the persulfate decomposes the solution becomes acidic, allowing oxidation of phosphorus to orthophosphate (Section 16.2). Following digestion, separate semiautomated or manual colorimetric determinative methods of the single digestate are conducted for analysis of TN and TP. 2.3 TN measurement occurs by means of nitrite/nitrate determinative techniques. TP measurements occur by means of orthophosphate determinative techniques (Section 6.5). National Council for Air and Stream Improvement, Inc. (NCASI).; 2011.; Total nitrogen and total phosphorus in pulp and paper biologically treated effluent by alkaline persulfate digestion.; National Council for Air and Stream Improvement, Inc.; NCASI Methods Manual |  |  | 9/28/2018 11:37:22 AM
64325 | R72334.23A | Total Coliforms and E. Coli by m-ColiBlue24 | EPA_R7_WQX | A measured volume of sample is filtered through a 47 mm membrane filter. The filter is placed in a Petri plate containing an absorbent pad saturated with m-ColiBlue24 broth. The filter is incubated at 35 �C � 0.5�C for 24 hours. If coliform bacteria are present in the sample, they will appear as red colonies; if E. coli bacteria are present, they will appear as blue colonies. |  |  | 1/12/2010 10:28:18 AM
2811 | RA-01 | Radium-226 in Solids | USEPA |  |  |  | 8/12/2006 11:50:00 PM
1264 | RA-01 | Radium-226 in Bone Ash | USDOE/EML |  |  |  | 8/12/2006 11:50:00 PM
2812 | RA-02 | Radium-226 in Urine | USEPA |  |  |  | 8/12/2006 11:50:00 PM
1265 | RA-02 | Radium-226 - Chromate Method | USDOE/EML |  |  |  | 8/12/2006 11:50:00 PM
4739 | RA-02-RC | Radium-226 - Emanation Procedure | USDOE/EML | Ra-02-RC ~ DOE EML ; Radium-226 - Emanation Procedure |  | https://www.nemi.gov/methods/method_summary/4847/ | 7/31/2013 12:00:00 AM
2813 | RA-03 | Radium-226 in Water Samples | USEPA |  |  |  | 8/12/2006 11:50:00 PM
1266 | RA-03 | Radium-226 - Emanation Procedure | USDOE/EML |  |  |  | 8/12/2006 11:50:00 PM
1267 | RA-04 | Radium-226 | USDOE/EML | https://www.nemi.gov/methods/method_summary/4848/ | 1 |  | 8/12/2006 11:50:00 PM
2814 | RA-04 | Radium-226 De-emanation Procedure | USEPA |  |  |  | 8/12/2006 11:50:00 PM
4740 | RA-04-RC | Radium-226 in Tap Water, Urine, and Feces | USDOE/EML | Ra-04-RC ~ DOE EML ; Radium-226 in Tap Water, Urine, and Feces | 1 | https://www.nemi.gov/methods/method_summary/4848/ | 7/31/2013 12:00:00 AM
2815 | RA-05 | Radium-228 in Water Samples | USEPA |  |  |  | 8/12/2006 11:50:00 PM
458997 | RA-05 | UNKOWN | SDDENR_WQX |  |  |  | 1/12/2017 5:27:40 PM
1268 | RA-05 | Radium-226 | USDOE/EML |  |  |  | 8/12/2006 11:50:00 PM
1269 | RA-06 | Radium-224 | USDOE/EML |  |  |  | 8/12/2006 11:50:00 PM
4741 | RA-06-RC | Radium-226 in Urine and Water | USDOE/EML | Ra-06-RC ~ DOE EML ; Radium-226 in Urine and Water |  | https://www.nemi.gov/methods/method_summary/4849/ | 7/31/2013 12:00:00 AM
1270 | RA-07 | Radium-226 | USDOE/EML |  |  |  | 8/12/2006 11:50:00 PM
1200 | RA010 | EIC for Gross Alpha Emission from Indoor | USDOE/ASD |  |  |  | 8/12/2006 11:50:00 PM
1201 | RA020 | Alpha Track Detectors for Alpha Emission | USDOE/ASD |  |  |  | 8/12/2006 11:50:00 PM
561738 | RADIOISO | Radio Isotope Analysis - General Method | R10MIDNITE |  |  |  | 4/1/2015 6:17:03 PM
561648 | RADIOMETRIC | Total Radiometric | R10MIDNITE |  |  |  | 4/1/2015 6:03:02 PM
561739 | RADIUM226 | Radium 226 | R10MIDNITE |  |  |  | 4/1/2015 6:18:05 PM
561741 | RADIUM228 | Radium 228 | R10MIDNITE |  |  |  | 4/1/2015 6:18:05 PM
257224 | RAFT Fld Parms | RAFT Field Params | EPA_R7_WQX |  |  |  | 12/23/2014 4:47:31 PM
586878 | RAM-DOSS | RAM-DOSS | DWH_SCRIBE1082 |  |  |  | 9/10/2011 5:23:34 PM
530125 | Rapid Toxicity | Kingwood Diagnostics IQ-TOX kit using Daphnia magna | CCU_EQL | The Daphnia magna are exposed to sample water source for 1 hour and then fed 0.25 mL of prepared IQ-TOX™ substrate. At 15 minutes after feeding, the Daphnia magna are observed with a UV light to be fluorescing or not fluorescing and then scored as toxic based on these observations. A test was considered valid if at least 15 of 18 organisms were glowing in the controls. |  |  | 5/13/2013 1:44:39 PM
458956 | RATIO | Simple Ratio Calculation | FWC_WQMP_WQX | Ratio calculated using existing data. |  |  | 2/3/2012 10:05:45 AM
110154 | RBP | RBP Count | NJDEP_AMERICORPS |  |  |  | 2/11/2019 12:45:43 PM
5069 | RBP | Barbour, M.T., Gerritsen, J., Snyder, B., and Stribling, J.B. | USEPA | Rapid Boassessment Protocols for Use in Wadeable Streams and Rivers: Periphyton, Benthic Macroinvertebrates, and Fish ~ EPA ; Barbour, M.T., Gerritsen, J., Snyder, B., and Stribling, J.B. |  | https://www.nemi.gov/methods/sams_method_summary/11945/ | 7/31/2013 12:00:00 AM
764470 | RC 01 (TAXON ID) | Benthic Macroinvertebrate Sample Processing: Taxonomic ID | REDCLIFF_WQX | Lake Superior Research Institute (LSRI) SOP FS/13 |  |  | 12/14/2018 12:51:51 PM
257379 | REACTIVE AL | Reactive Aluminum in Water | MDE_FIELDSERVICES_WQX |  |  |  | 12/8/2011 2:28:27 PM
740884 | RED01 | RED01 | AZDEQ_SW |  |  |  | 11/10/2017 2:37:44 PM
275017 | REDOX | Oxidation-Reduction Potential | MNPCA |  |  |  | 8/14/2013 2:24:46 AM
4762 | REDOX GW | Jurgens, Bryant C., McMahon, Peter B., Chapelle, Francis H., and Eberts, Sandra M. | USDOI/USGS | Excel® Workbook for Identifying Redox Processes in Ground Water ~ USGS ; Jurgens, Bryant C., McMahon, Peter B., Chapelle, Francis H., and Eberts, Sandra M. |  | https://www.nemi.gov/methods/sams_method_summary/11932/ | 7/31/2013 12:00:00 AM
213097 | REDOX-001 | REDOX-001 | R10BUNKER |  |  |  | 7/1/2011 7:05:36 PM
762982 | REDW_ALGALCOUNT | Neubauer Haematological Counting Chamber | 11NPSWRD_WQX | Samples were concentrated by centifrugation at 1550 rpm for twenty minutes and concentrated to about twenty times the initial concentration. The processed samples were thoroughly mixed and counted in an improved Neubauer Haematological Counting Chamber. Two hundred fields were counted at 40 power magnification unless very few algae were present, in which case up to 800 fields were counted. |  |  | 10/16/2018 1:25:23 PM
762996 | REDW_BRWN_BIO | Randy Brown Biomass Calculation | 11NPSWRD_WQX | Biomass of salmonids at a site was calculated by multiplying the estimated number of fish by the mean weight of all fish captured. Biomass was calculated separately for age groups and species. |  |  | 10/16/2018 2:00:48 PM
762992 | REDW_BRWN_DEPTH | Randy Brown Stream Depth Measurement | 11NPSWRD_WQX | At 30 cm intervals along the transect, depth was measured to the nearest 0.5 cm |  |  | 10/16/2018 2:00:47 PM
762993 | REDW_BRWN_SAREA | Randy Brown Stream Surface Area Calculation | 11NPSWRD_WQX | Stream surface area was calculated for each sample section. The distance between adjacent transects was multiplied by the mean width of those transects to obtain a subsection area. The sum of all subsection areas within a section constituted surface area. |  |  | 10/16/2018 2:00:47 PM
762995 | REDW_BRWN_WEIGH | Randy Brown Fish Weight Calculation | 11NPSWRD_WQX | Fish volumes were measured to the nearest 0.5 milliliter (ml) with a graduated cylinder. Volume was used as a facsimile for weight to avoid the problems associated with transportation and use of a balance at remote sample sites. The California Department of Fish and Game (CDFG) uses this method regularly and has developed weighting factors for transforming volume to weight for various species. For salmonids the Department assumes a one to one relationship between milliliters of volume and grams of weight. |  |  | 10/16/2018 2:00:48 PM
762994 | REDW_BRWN_WIDTH | Randy Brown Stream Width Measurement | 11NPSWRD_WQX | Wetted stream width was measured at each transect to the nearest fifteen centimeter (cm) interval. |  |  | 10/16/2018 2:00:47 PM
763008 | REDW_CATCH_ADJ | Redwood Creek Catch Adjustment Calculation | 11NPSWRD_WQX | When the weir was in place for only part of the evening, adjustments to actual catch for percentage of the evening fished were obtained from the composite graph of cumulative percentage of fish captured versus cumulative percentage of evening hours fished. Adjustments to actual catch for percentage of creek width fished were based on the assumption that the population of migrant fish was evenly distributed across the width of the creek at each weir location. Adjusted catch was calculated as (Actual catch)/(fraction of fish catch/night) (fraction of creek width fished). |  |  | 10/16/2018 2:01:09 PM
762981 | REDW_DF_DSDEST | Daily Discharge Estimation | 11NPSWRD_WQX | Daily stream discharge was estimated by using the maximum daily discharge measured at a U.S. Geological Survey gaging station for the South Fork Smith River and multiplying each daily measurement by 0.045. Hurdygurdy Creek basin comprises 4.5 percent of the South Fork Smith River. |  |  | 10/16/2018 1:25:21 PM
762980 | REDW_DF_FISH | Fish Counting and Measurement | 11NPSWRD_WQX | Fish removed from the live box were sorted by size and counted. Fish were measured in total length to the nearest mm. Age was determined based on a length age relationship. All fish were then released downstream of the trap. |  |  | 10/16/2018 1:25:21 PM
763720 | REDW_DISCHARGE1 | Discharge Measurement | 11NPSWRD_WQX | Velocity measurements were taken with a pygmy or Price AA current meter. The data logger recorded stage. Discharge was calculated using a rating curve created with Excel or HYDRO. |  |  | 11/12/2018 5:43:45 PM
762972 | REDW_DRIFT_ID | Drift Organism Identification | 11NPSWRD_WQX | Samples were cleaned of debris by hand under a 8X to 40X stereomicroscope, organisms identified to family and enumerated. Keys used to identify the invertebrates were Merritt and Cummins (1978), Usinger (1956), Edmunds et al. (1976), Wiggins (1977), Borror et al. (1981) and Ward and Whipple (1959). |  |  | 10/16/2018 1:25:05 PM
763000 | REDW_EST_POPEST | Peterson Mark and Recapture Population Estimate | 11NPSWRD_WQX | The Peterson mark and recapture method was used to estimate numbers of juvenile salmonid fish in the Redwood Creek embayment. |  |  | 10/16/2018 2:00:53 PM
762979 | REDW_FCF_CALC | Fish Condition Factor Calculation | 11NPSWRD_WQX | The fish condition factor was calculated from the equation K= (W*100000)/(L^3), where K is the fish condition factor, W is the weight in grams, and L is the length in millimeters. |  |  | 10/16/2018 1:25:12 PM
762978 | REDW_FISH_BIOMA | Fish Biomass Calculation | 11NPSWRD_WQX | Biomass was determined from average fish weights multiplied by estimated fish numbers. |  |  | 10/16/2018 1:25:05 PM
763017 | REDW_KLA_ESTIM | Klatte and Roelofs Downstream Migrant Estimation | 11NPSWRD_WQX | Trap efficiencies were conducted weekly, to estimate the numbers of Chinook juveniles emigrating from above the trapping site in Prairie Creek. The estimate did not take into account the level of production downstream from the trap or those fish remaining in the basin beyond the trapping season. Juvenile chinook salmon were marked weekly with a Bismark Brown Y biological stain solution. The numbers marked varied due to the fluctuations in downstream migration. At least 200 or more fish were used for the efficiency tests. Bismark Brown Y (2 grams) was dissolved in 30 gallons of water and the juvenile chinook were held in this solution for 30 minutes. A compressed air tank, regulator, and air stones were used to aerate the solution. Marked fish were transported upstream from the rotary screw trap 0.3 miles and released in a deep pool containing large woody debris for refuge. The marked chinook retained a orange coloration for 3-4 days. Recaptures were recorded and weekly estimates of outmigrant chinook were calculated using the equations of Shaw and Jackson. |  |  | 10/16/2018 6:37:52 PM
763014 | REDW_KLA_FISHID | Klatte and Roelofs Fish Counting and Identification | 11NPSWRD_WQX | All fish were identified and counted. Fish were anesthetized with Tricaine methanesulfonate (MS-222) to facilitate handling. |  |  | 10/16/2018 6:37:51 PM
763016 | REDW_KLA_FORKL | Klatte and Roelofs Fish Fork Length | 11NPSWRD_WQX | Each fish was measured to the nearest millimeter and released downstream upon recovery. |  |  | 10/16/2018 6:37:52 PM
763015 | REDW_KLA_SPLUS | Klatte and Roelofs S-Plus Program Population Estimation | 11NPSWRD_WQX | Estimates were generated using a S-PLUS program written by C. D. Meyer. |  |  | 10/16/2018 6:37:52 PM
763005 | REDW_MISSE | Macroinvertebrate Sample Splitting and Enumeration | 11NPSWRD_WQX | Surber samples (n = 3) collected from each site during 2004 (nspring = 10 and nfall= 19) were subsampled using an invertebrate sample splitter. The sample splitter was used to divide each of the benthic samples into two equal fractions. One of the three benthic samples was then selected at random. Benthic organisms from both fractions of the sample were then identified to the family level (in most cases). A Chi-square goodness-of -fit analysis (p = 0.05) was then performed on each fraction of the sample to ensure that number of individuals within each taxonomic category was representative of the sample as a whole. If there were no significant differences calculated in the number of organisms within each taxonomic category for a site, then one fraction from the remaining two samples was randomly selected for identification. The two Surber samples collected in 2005 were not split. Estimates of functional feeding group community structure, benthic density, diversity and taxonomic distribution were averaged over the three riffles. Samples were identified in the Redwood National Park laboratory located at the South Operations Center, Orick, California by two master?s-level aquatic biologists. Voucher specimens were prepared for each distinct taxa identified. Specimens were preserved in 75 percent ethanol and placed in a glass vials along with a record of collection and taxonomic identification. Identification of voucher specimens was checked by Dr. Kenneth Cummins of Humboldt State University?s Institute of River Ecology. |  |  | 10/16/2018 2:00:58 PM
763698 | REDW_NOAA_AG | Silver Graphite Furnace Atomic Absorption Utilizing a Perkin-Elmer Model 5100 Spectrophotometer | 11NPSWRD_WQX | Silver was determined by graphite furnace atomic absorption utilizing a Perkin-Elmer Model 5100 Spectrophotometer with Zeeman background correction. The Perkin-Model 5100 settings were: Lamp: HCL, 10 ma; modulated energy: 65, Wavelength: 328.1 nm, Slit Width: 0.7 nm, Read Delay: 0 sec, Integration Time: 5 sec, Integration: Peak area, and Replicate Injections: 3. |  |  | 11/12/2018 5:43:43 PM
763699 | REDW_NOAA_AL | Aluminum Flame Atomic Absorption with Nitrous Oxide Flame Utilizing a Perkin-Elmer Model 5000 Spectrophotometer | 11NPSWRD_WQX | Aluminum was determined by Flame atomic absorption with nitrous oxide flame utilizing a Perkin-Elmer Model 5000 Spectrophotometer with deuterium background correction. The Perkin-Elmer Model 5000 settings were: Lamp: HCL, 25 ma, continuous energy: 62, Wavelength: 309.3 nm, Slit Width: 0.7 nm, Integration Time: 5 sec, Integration: Peak area, Replicate Injections: 3, Nebulization: Glass impact bead, and Flame: N2O/acetylene, 37:20. |  |  | 11/12/2018 5:43:43 PM
763700 | REDW_NOAA_AS | Arsenic Graphite Furnace Atomic Absorption Utilizing a Perkin-Elmer Model 5100 Spectrophotometer | 11NPSWRD_WQX | Arsenic was determined by graphite furnace atomic absorption utilizing a Perkin-Elmer Model 5100 Spectrophotometer with Zeeman background correction. The Perkin-Model 5100 settings were: Lamp: EDL, 8 watts, modulated energy: 52, Wavelength: 193.7 nm, Slit Width: 0.7 nm, Read Delay: 0 sec, Integration Time: 5 sec, Integration: Peak area, and Replicate Injections: 3. |  |  | 11/12/2018 5:43:43 PM
763701 | REDW_NOAA_CD | Cadmium Graphite Furnace Atomic Absorption Utilizing a Perkin-Elmer Model 5100 Spectrophotometer | 11NPSWRD_WQX | Cadmium was determined by graphite furnace atomic absorption utilizing a Perkin-Elmer Model 5100 Spectrophotometer with Zeeman background correction. The Perkin-Model 5100 settings were: Lamp: EDL, 5 watts, modulated energy: 65, Wavelength: 193.7 nm, Slit Width: 0.7 nm, Read Delay: 0 sec, Integration Time: 5 sec, Integration: Peak area, and Replicate Injections: 3. |  |  | 11/12/2018 5:43:43 PM
763702 | REDW_NOAA_CR | Chromium Graphite Furnace Atomic Absorption Utilizing a Perkin-Elmer Model 5000 Spectrophotometer | 11NPSWRD_WQX | Chromium was determined by graphite furnace atomic absorption utilizing a Perkin-Elmer Model 5000 Spectrophotometer with no background correction. The Perkin-Model 5000 settings were: Lamp: HCL, 25 ma; continuous energy: 65, Wavelength: 357.9 nm, Slit Width: 0.7 nm, Read Delay: 0 sec, Integration Time: 5 sec, Integration: Peak area, and Replicate Injections: 3. |  |  | 11/12/2018 5:43:43 PM
763703 | REDW_NOAA_CU | Copper Graphite Furnace Atomic Absorption Utilizing a Perkin-Elmer Model 5000 Spectrophotometer | 11NPSWRD_WQX | Copper was determined by graphite furnace atomic absorption utilizing a Perkin-Elmer Model 5000 Spectrophotometer with no background correction. The Perkin-Model 5000 settings were: Lamp: HCL, 25 ma; continuous energy: 65, Wavelength: 324.7 nm, Slit Width: 0.7 nm, Read Delay: 0 sec, Integration Time: 5 sec, Integration: Peak area, Replicate Injections: 3. |  |  | 11/12/2018 5:43:43 PM
763704 | REDW_NOAA_FE | Iron Atomic Absorption with an Acetylene Flame Utilizing a Perkin-Elmer Model 5000 Spectrophotometer | 11NPSWRD_WQX | Iron was determined by atomic absorption with an acetylene flame utilizing a Perkin-Elmer Model 5000 Spectrophotometer with deuterium background correction. The Perkin-Model 5000 settings were: Lamp: HCL, 25 ma; continuous energy: 68, Wavelength: 248.3 nm, Slit Width: 0.7 nm, Integration Time: 5 sec, Integration: Peak area, Replicate Injections: 3, Nebulization: Glass impact bead, and Flame: Air/acetylene, 20:30. |  |  | 11/12/2018 5:43:43 PM
763705 | REDW_NOAA_HG | Mercury Cold Vapor Atomic Absorption Utilizing a Perkin-Elmer Model 5000 Spectrophotometer | 11NPSWRD_WQX | Mercury was determined by cold vapor atomic absorption utilizing a Perkin-Elmer Model 5000 Spectrophotometer with deuterium background correction. The Perkin-Model 5000 settings were: Lamp: EDL, 5 watts; continuous energy: 66, Wavelength: 253.6 nm, and Slit Width: 0.7 nm. |  |  | 11/12/2018 5:43:43 PM
763706 | REDW_NOAA_MN | Manganese Atomic Absorption with an Acetylene Flame Utilizing a Perkin-Elmer Model 5000 Spectrophotometer | 11NPSWRD_WQX | Manganese was determined by atomic absorption with an acetylene flame utilizing a Perkin-Elmer Model 5000 Spectrophotometer with deuterium background correction. The Perkin-Model 5000 settings were: Lamp: HCL, 20 ma; continuous energy: 58, Wavelength: 279.5 nm, Slit Width: 0.2 nm, Integration Time: 5 sec, Integration: Peak area, Replicate Injections: 3, Nebulization: Glass impact bead, and Flame: Air/acetylene, 25:30. |  |  | 11/12/2018 5:43:43 PM
763707 | REDW_NOAA_NI | Nickel Graphite Furnace Atomic Absorption Utilizing a Perkin-Elmer Model 5000 Spectrophotometer | 11NPSWRD_WQX | Nickel was determined by graphite furnace atomic absorption utilizing a Perkin-Elmer Model 5000 Spectrophotometer with no background correction. The Perkin-Model 5000 settings were: Lamp: HCL, 25 ma; continuous energy: 52, Wavelength: 232.0 nm, Slit Width: 0.2 nm, Read Delay: 0 sec, Integration Time: 5 sec, Integration: Peak area, and Replicate Injections: 3. |  |  | 11/12/2018 5:43:43 PM
763708 | REDW_NOAA_PB | Lead Graphite Furnace Atomic Absorption Utilizing a Perkin-Elmer Model 5100 Spectrophotometer | 11NPSWRD_WQX | "Lead was determined by graphite furnace atomic absorption utilizing a Perkin-Elmer Model 5100 Spectrophotometer with Zeeman background correction The Perkin-Model 5100 settings were: Lamp: EDL, 10 watts, modulated energy: 68, Wavelength: 283.3 nm, Slit Width: 0.7 nm, Read Delay: 0 sec, Integration Time: 5 sec, Integration: Peak area, and Replicate Injections: 3." |  |  | 11/12/2018 5:43:43 PM
763709 | REDW_NOAA_SB | Antimony Graphite Furnace Atomic Absorption Utilizing a Perkin-Elmer Model 5100 Spectrophotometer | 11NPSWRD_WQX | Antimony was determined by graphite furnace atomic absorption utilizing a Perkin-Elmer Model 5100 Spectrophotometer with Zeeman background correction. The Perkin-Model 5100 settings were: Lamp: EDL, 8 watts, continuous energy: 62, Wavelength: 217.6 nm, Slit Width: 2.0 nm, Read Delay: 0 sec, Integration Time: 5 sec, Integration: Peak area, and Replicate Injections: 3. |  |  | 11/12/2018 5:43:43 PM
763710 | REDW_NOAA_SE | Selenium Graphite Furnace Atomic Absorption Utilizing a Perkin-Elmer Model 5100 Spectrophotometer | 11NPSWRD_WQX | Selenium was determined by graphite furnace atomic absorption utilizing a Perkin-Elmer Model 5100 Spectrophotometer with Zeeman background correction. The Perkin-Model 5100 settings were: Lamp: EDL, 6 watts, modulated energy: 63, Wavelength: 196.0 nm, Slit Width: 0.7 nm, Read Delay: 0 sec, Integration Time: 5 sec, Integration: Peak area, and Replicate Injections: 3. |  |  | 11/12/2018 5:43:43 PM
763716 | REDW_NOAA_SED | Sediment Grain Size Analysis Procedure Followed by Geo Plan, Inc. | 11NPSWRD_WQX | The entire sediment sample was homogenized and a 20 to 25-g aliquot was removed for analysis. Each aliquot was placed in a labeled jar containing approximately 200 mL of dispersing solution and allowed to stand overnight. The initial separation of coarse and fine fractions was accomplished by wet-sieving. After soaking overnight in dispersant, the sample was shaken for 7 min in a table top orbital shaker. The sample was then poured onto a 62-?m screen sitting in a funnel. Using dispersant and a soft bristled brush, the sediment was gently brushed and rinsed with dispersant until the liquid passing through the screen appeared clear or until approximately 800 mL were contained in the cylinder. The screen was placed in a collecting basin and the process was continued using tap water until all the silt-clay material had passed through the screen, hence, the clays would be collected and the sand/gravel fraction retained on the screen. The water in the basin was decanted, any sediment remaining in the basin was rinsed into the cylinder with dispersant, and dispersant was added to the cylinder up to the 1-L mark. The sand and gravel fraction, which was retained on the screen, was rinsed with deionized water into a 50-mL labeled beaker and placed into a 105°C oven overnight. The cylinder containing the silt-clay fraction of the sediment sample was placed in a 26°C water bath which was monitored daily to ensure the 26°C temperature was maintained. If the temperature of the water bath had cooled the heater thermostat was turned up, and warm water was added to increase the temperature to 26°C. The sediment in the cylinder was mixed thoroughly for 2 min by using a bubbling wand attached to an air pump, and 25-mL aliquots were pipetted at a depth of 20 cm at two intervals, 20 sec, and 3 hr and 22 min. Each aliquot was placed in a 50-mL beaker and dried overnight. After drying, the samples were removed from the oven, allowed to cool, and weighed. The sand and gravel fraction, which was retained on the 62-?m sieve, was transferred to a 50?mL beaker, dried at 105°C in an oven overnight, and cooled to room temperature. It was then placed on the top screen (2.0-mm pore size) of a series of nested screens of 2.0-, 1.0-, 0.5-, 0.25-, 0.125-, and 0.062-mm pore size and shaken on a Ro-Tap Sieve Shaker for 15 min to disaggregate the solidified material. The material retained on each screen was placed in a gridded petri dish and examined under a dissecting microscope. If more than 25% aggregation was observed, the sample was returned to the Ro-Tap Sieve Shaker, reshaken for further disaggregation, and reanalyzed under the microscope. Upon successful disaggregation, the material on each screen was weighed to 0.1 mg on an electronic balance and the weight recorded. Grain-size results were presented as percent weight at 1-phi intervals [gravel (? -1 phi), sand (0 - 4 phi), silt (5 - 8 phi), and clay (9 - >10 phi)] unless specified otherwise in the project protocol. |  |  | 11/12/2018 5:43:44 PM
763711 | REDW_NOAA_SN | Tin Hydride Generation Atomic Absorption Utilizing a Perkin-Elmer Model 5000 Spectrophotometer | 11NPSWRD_WQX | Tin was determined by hydride generation atomic absorption utilizing a Perkin-Elmer Model 5000 Spectrophotometer with no background correction. The Perkin-Model 5000 settings were: Lamp: EDL, 8 watts, continuous energy: 48, Wavelength: 224.6 nm, Slit Width: 0.7 nm, Read Delay: 5 sec, Integration Time: 1 sec, Integration: Peak area, and Replicate Injections: 2. |  |  | 11/12/2018 5:43:43 PM
763712 | REDW_NOAA_TIC | Total Inorgainic Carbon Analysis with LECO Model 761-100 Carbon Analyzer | 11NPSWRD_WQX | A LECO Model 761-100 carbon analyzer was used to determine the total inorganic carbon (TIC) contents of solid samples. Before sample analysis, LECO filtration crucibles were pre-combusted for 2 hr at 450°C and allowed to cool. TIC was determined by placing 170 - 250 mg weighed to 0.1 mg of dried, ground, and homogenized sample into a pretreated LECO crucible. The sample was heated at 450°C for 2 hr to remove organic carbon. Immediately prior to sample analysis, iron and copper chips were added to accelerate combustion. |  |  | 11/12/2018 5:43:43 PM
763713 | REDW_NOAA_TOC | Total Orgainic Carbon Analysis with LECO Model 761-100 Carbon Analyzer | 11NPSWRD_WQX | A LECO Model 761-100 carbon analyzer was used to determine the total organic carbon (TOC) contents of solid samples. Before sample analysis, LECO filtration crucibles were pre-combusted for 2 hr at 450°C and allowed to cool. Approximately 170 to 250 mg of dry, finely ground and homogenized sample was weighed to 0.1 mg and placed in a carbon-free filtration crucible supplied by LECO. Each crucible was used only once. The sample was treated with 6N HCl to remove inorganic carbon. One hour after no further reaction was observed, the sample was flushed with deionized water until no acid was left. The sample was then dried overnight. Iron and copper chips supplied by LECO were added to the sample prior to analysis to accelerate combustion. The principle of operation is the high temperature conversion of all carbon in the sample to CO2 in the presence of oxygen. The CO2 was then quantified by thermal conductivity detection. |  |  | 11/12/2018 5:43:43 PM
763714 | REDW_NOAA_TORG | Trace Organics by Gas Chromatography with a Mass Spectrometer and Gas Chromatography with an Electron Capture Detector | 11NPSWRD_WQX | Trace orgainics in sediment were determined by tumbling the sample with sodium sulfate and activated Cu in 1:1 acetone:dichloromethane. The solvent was replaced and the extraction was repeated. Chromatographic cleanup was then achived using an alumina column. The extract was then concentrated in dichloromethane. Chromatographic separation was done using size-exclusion chromatography (Phenogel 100A column). Aromatic and chlorinated hydrocarbons were then determined by Gas Chromatography with a Mass Spectrometer (GC/MS) and Gas Chromatography with an Electron Capture Detector (GC/ECD). |  |  | 11/12/2018 5:43:43 PM
763715 | REDW_NOAA_ZN | Zinc Atomic Absorption with an Acetylene Flame Utilizing a Perkin-Elmer Model 5000 Spectrophotometer | 11NPSWRD_WQX | Zinc was determined by atomic absorption with an acetylene flame utilizing a Perkin-Elmer Model 5000 Spectrophotometer with no background correction. The Perkin-Model 5000 settings were: Lamp: EDL, 7.0 watts; continuous energy: 51, Wavelength: 213.9 nm, Slit Width: 0.7 nm, Integration Time: 5 sec, Integration: Peak area, Replicate Injections: 3, Nebulization: Glass impact bead, and Flame: air/acetylene, 20:30. |  |  | 11/12/2018 5:43:44 PM
763009 | REDW_POP_EST | Embayment Fish Population Estimate | 11NPSWRD_WQX | Embayment fish populations were estimated by seining and marking captured fish. The ratio of marked versus unmarked fish captured two days later was utilized in calculating population estimates. |  |  | 10/16/2018 2:01:11 PM
763692 | REDW_RCW_FLOW | Redwood Parks Monitoring Program-Flow Discharge Calculated by Stage-Discharge Relationship | 11NPSWRD_WQX | The Redwood National and State Parks' Hydrologic Monitoring Program, designed for the Redwood Creek watershed, uses the following procedure. Periodic discharge measurements are made at each gaging station throughout the year typically using a spinning cup-type current meter to take velocity measurements across the gaging cross section. Occasional measurements are also made with an electromagnetic current meter. During non-stormflow periods, measurements are made by wading across the stream. During high flow events, measurements are taken from either a bridge or cableway using a winch apparatus to lower the current meter into the flow. Stage is visually read during a measurement. Thus data pairs of stage and discharge are accumulated for each gaging station which are used to develop and update stage-discharge relationships. It is this relationship that allows researchers to calculate stream discharge from automatic (electronic) and manual stage observations. Continuous discharge is calculated from electronically recorded stage data using a stage-discharge relationship (rating table or curve) specific to each stream gage. Rating curves are developed graphically by plotting discharge data (from field measurements) against the corresponding stage at the time the discharge measurements are taken. Line segments are visually fit to the plotted points, and a rating table (a list of stage-discharge pairs covering the range of measurements) is developed from the rating curve. Discharge measurements are taken at all gages every year in order to maintain accurate rating curves. Minor changes in the configuration of the channel cross section at the gages, which occur virtually every year, can alter stage-discharge relationships at low flows, while high flows can alter the entire stage-discharge relationship over the full range. Consequently, rating curves must be continually updated by periodic discharge measurements. |  |  | 11/12/2018 5:08:27 PM
763693 | REDW_RCW_PRECIP | Redwood Parks Monitoring Program-Precipitation from Tipping-Bucket Rain Gage | 11NPSWRD_WQX | The Redwood National and State Parks' Hydrologic Monitoring Program, designed for the Redwood Creek watershed, uses the following procedure. The rain gages are of the tipping bucket type and are connected to stream gaging data loggers. No complex data processing is required for the rainfall data, except in the case of an equipment failure. In this case, researchers may synthesize data from another source to estimate the missing record so that they have a complete record. Typically, researchers calculate total annual rainfall (on a water year basis) as well as daily and monthly depths. If needed, rainfall depths of other durations (e.g., 12-hour, 6-hour, and hourly depths) and intensities can be calculated from 10-minute spreadsheet files, but this is not routinely done. |  |  | 11/12/2018 5:11:39 PM
763691 | REDW_RCW_SSD | Redwood Parks Monitoring Program-Suspended Sediment Discharge Calculation | 11NPSWRD_WQX | The Redwood National and State Parks' Hydrologic Monitoring Program, designed for the Redwood Creek watershed, uses the following procedure. Suspended sediment discharge is calculated by multiplying discharge (determined from stage-discharge relationships) for a specific period by the suspended sediment concentration representing that period, as indicated by a sample. Samples are taken during or shortly after rainstorms. Endpoints for a period of suspended sediment discharge are estimated from graphical plots of stage and sediment concentration. Suspended sediment concentrations of samples are determined by laboratory analysis. A standard vacuum filtration technique and 1.5 micron filters are used to determine the weight of sediment in each sample, and concentration (milligrams per liter) is calculated by dividing the sediment weight by the volume of the original sample. |  |  | 11/12/2018 5:08:27 PM
763694 | REDW_RCW_STAGE | Redwood Parks Monitoring Program-Stage Measurement by Pressure Transducer | 11NPSWRD_WQX | The Redwood National and State Parks' Hydrologic Monitoring Program, designed for the Redwood Creek watershed, uses the following procedure. Stage (height of the water surface above a datum) is recorded continuously by means of a pressure transducer (which senses water depth) connected to a data logger, which records and stores the data. The pressure transducer is deployed into the stream inside a stilling well. The data logger is located inside a small hut up on the adjacent streambank, above the expected reach of high water. Data are downloaded to storage devices for processing on a bi-weekly basis during the winter and less often at other times of the year. The recording interval for Redwoods National and State Parks data loggers is 10 minutes. |  |  | 11/12/2018 5:18:45 PM
763721 | REDW_RICK_SED | Ricks Sediment Size Classification Method | 11NPSWRD_WQX | Muddy samples were air dried, weighed, and wet sieved to remove the less than 0.0625 mm fraction. The samples were redried and weighed to obtain a rough percentage of mud by subtraction. Salts were removed from beach sediment by rinsing several times in tap water. After drying, samples were split into 30-90 gram subsamples and weighed to 0.01 gram. The subsamples were dry sieved at one phi intervals for 15 minutes in a Ro-Tap mechanical sieve shaker and reweighed. Aggregates were noted when present and the weight percentage of each size class was calculated. |  |  | 11/12/2018 5:43:45 PM
762989 | REDW_SBT_MCL | Beesley Macroinvertebrate Identification and Length Measurement | 11NPSWRD_WQX | In the laboratory, invertebrates were sorted and all Paraleptophlebia nymphs were placed in separate vials for length determinations. Due to difficulties distinguishing nymphs of Paraleptophlebia species at early instars, all analyses were conducted at the genus level. Total length was measured from the anterior of the labrum to the posterior of the last abdominal segment. Body lengths were measured using computer imaging software (Image-Pro Plus version 4.1 for Windows) and a zoom lens (Navitar TV Zoom 7000) attached to an adjustable mechanical arm. |  |  | 10/16/2018 1:25:33 PM
763002 | REDW_SDS | Redwood Snorkel Dive Survey | 11NPSWRD_WQX | Snorkel dive surveys were conducted in order to determine the density and presence or absence of juvenile salmonids. Pool and run habitats greater than 0.1 m in depth within each 100 m study reach were dove by one diver on all occasions with the exception of units greater than 5m in width. These units were snorkelled by two divers. Surveys began at the downstream end of each reach and progressed upstream to the end. The total number and species of fish observed in each habitat were recorded using a hand counter. |  |  | 10/16/2018 2:00:57 PM
763010 | REDW_SPAR_FFLM | Fish Fork Length Measurement 350 mm Measuring Board | 11NPSWRD_WQX | Fish were anesthetized with MS-222 prior to data collection in 5 g buckets. Biometric data collection included 30 measurements of fork length (mm) and for random samples of 0+ chinook salmon (0+ KS), 1+ steelhead trout (1+ SH), and 2+ steelhead trout (2+ SH). Only fork lengths were taken for 0+ steelhead (0+ SH). A 350 mm measuring board (+ 1 mm) was used in the study. Fork lengths were taken every day of trap collection. |  |  | 10/16/2018 2:01:11 PM
763011 | REDW_SPAR_FWW | Fish Wet Weight Tared Plastic Pan On Electronic Scale | 11NPSWRD_WQX | Fish were anesthetized with MS-222 prior to data collection in 5 g buckets. Biometric data collection included wet weight (g) for random samples of 0+ chinook salmon (0+ KS), 1+ steelhead trout (1+ SH), and 2+ steelhead trout (2+ SH). An Ohaus 600 sz digital scale (+ 0.1 g) was used in the study. Weights were taken 2-3 times per week, excluding 0+ steelhead. Weights were taken by placing individuals into a tared plastic pan (containing water) on the electronic scale. |  |  | 10/16/2018 2:01:12 PM
763731 | REDW_WOODS_SBCD | Wood Stream Bed Composition Determination | 11NPSWRD_WQX | Stream bottom composition was determined after obtaining a core of the streambed with a McNeil stream bottom sampler. The sample was washed through a set of standard sieves to separate the streambed materials into size classes. The sieves had the following mesh openings in mm: 26.67, 13.5, 6.73, 3.327, 1.7, 0.833, and 0.104. Volumetric displacement was used to determine the contribution by each size class to the total stream bottom sample. Particles that passed through the finest mesh sieve were settled for 10 minutes in a settling cone, this allowed about 90 percent of the particles to settle. The volume in ml of the settled particles was recorded. |  |  | 11/12/2018 6:01:22 PM
107233 | REFRAC | REFRACTOMETER | 21MEBCH |  |  |  | 2/19/2019 3:15:10 PM
731479 | Reg. 8 Lab | UNKOWN | SDDENR_WQX |  |  |  | 3/19/2018 12:08:35 PM
732238 | Reg. 8 Lab | Pesticide Data - Region 8 Labs | FORTPECK | Method Code: LCMS_Pest_2012_Neg |  |  | 9/13/2018 12:22:21 PM
558834 | Reg85-FLOW | Unidentifed Flow method for Regulation 85 Reporting Purposes | 21COL001_WQX |  |  |  | 11/1/2018 3:21:50 PM
557944 | Reg85-NH3 | Unidentifed Total Ammonia analytical method for Regulation 85 Reporting Purposes | 21COL001_WQX |  |  |  | 11/1/2018 3:22:03 PM
558832 | Reg85-NO2 | Unidentifed Nitrite-N analytical method for Regulation 85 Reporting Purposes | 21COL001_WQX |  |  |  | 11/1/2018 3:22:16 PM
558833 | Reg85-NO3 | Unidentifed Nitrate-N analytical method for Regulation 85 Reporting Purposes | 21COL001_WQX |  |  |  | 11/1/2018 3:23:03 PM
565361 | Reg85-NO3-CALC1 | Nitrate-N value calculated by subtracting NO2-N from the NO3/NO2-N concentration. | 21COL001_WQX |  |  |  | 11/1/2018 3:22:15 PM
557943 | Reg85-NO3/NO2 | Unidentifed Nitrate/Nitrite-N analytical method for Regulation 85 Reporting Purposes | 21COL001_WQX |  |  |  | 11/1/2018 3:22:24 PM
733476 | Reg85-TIN | Unidentifed total inorganic nitrogen-N analytical method for Regulation 85 Reporting Purposes | 21COL001_WQX |  |  |  | 11/1/2018 3:24:57 PM
558835 | Reg85-TKN | Unidentifed Total Kjeldahl Nitrogen analytical method for Regulation 85 Reporting Purposes | 21COL001_WQX |  |  |  | 11/8/2018 5:52:01 PM
565360 | Reg85-TKN-CALC1 | Calculated by subtracting the sum of NO3 and NO2 from Total Nitrogen-N value | 21COL001_WQX |  |  |  | 11/1/2018 3:21:49 PM
565362 | Reg85-TKN-CALC2 | Total Kjeldahl Nitrogen-Total Nitrogen-N value (Method 10-107-04-4-B) minus NO3(Hach 10206) and NO2(Hach 10207) | 21COL001_WQX |  |  |  | 8/12/2015 6:42:29 PM
733475 | Reg85-TN | Unidentifed total nitrogen-N analytical method for Regulation 85 Reporting Purposes | 21COL001_WQX |  |  |  | 11/1/2018 3:21:49 PM
558836 | Reg85-TP | Unidentifed Total Phosphorus analytical method for Regulation 85 Reporting Purposes | 21COL001_WQX | New method Required to submit to WQX |  |  | 11/1/2018 3:22:43 PM
1202 | RI010 | Gamma-Ray Spectrometry | USDOE/ASD |  |  |  | 8/12/2006 11:50:00 PM
1203 | RI100 | Liquid Scintillation Instrumentation | USDOE/ASD |  |  |  | 8/12/2006 11:50:00 PM
175694 | RIA MCMASTER | RADIOIMMUNOASSAY AS PUBLISHED IN MCMASTER, M.E., K | MEDEP_WQX |  |  |  | 4/18/2014 11:02:48 AM
564892 | RICH-RC-5017 | RICH-RC-5017 | ASPECT_WQX | Preparation of All Matrices for Analysis by Gamma Spectroscopy |  |  | 5/7/2015 1:56:12 PM
743357 | RIPPEY | JEL METHOD FOR FECAL COLIFORM | U_NH01 | THE FECAL COLIFORM MEMBRANE FILTRATION METHOD JEL USES IS BASED ON RIPPEY ET AL 1987 PAPER & THE 1986 EPA DOC 600/4-85/076. IT'S THE SAME AS 9213-D FOR E. COLI, EXCEPT THEY FIRST ENUMERATE FECAL COLIFORMS AS THE YELLOW COLONIES ON THE MTEC PLATE PRIOR TO THE UREA SUBSTRATE STEP. IT IS ALSO IN SOME WAY A SM17 9222 D (MTEC) METHOD, BUT THAT'S A STRETCH AS THIS METHOD IS FOR MFC & EVEN THE MTEC METHODS LISTED IN SM ARE FOR E. COLI ONLY. METHOD OBTAINED FROM UNH. |  |  | 1/29/2018 11:14:37 AM
110061 | RIPPEY | JEL METHOD FOR FECAL COLIFORM | 11113300 | THE FECAL COLIFORM MEMBRANE FILTRATION METHOD JEL USES IS BASED ON RIPPEY ET AL 1987 PAPER & THE 1986 EPA DOC 600/4-85/076. IT'S THE SAME AS 9213-D FOR E. COLI, EXCEPT THEY FIRST ENUMERATE FECAL COLIFORMS AS THE YELLOW COLONIES ON THE MTEC PLATE PRIOR TO THE UREA SUBSTRATE STEP. IT IS ALSO IN SOME WAY A SM17 9222 D (MTEC) METHOD, BUT THAT'S A STRETCH AS THIS METHOD IS FOR MFC & EVEN THE MTEC METHODS LISTED IN SM ARE FOR E. COLI ONLY. METHOD OBTAINED FROM UNH. |  |  | 2/7/2018 3:31:10 PM
733429 | RIPPEY-DES | SAME AS RIPPEY (UNH SOURCE) | 11113300 | THIS METHOD HAS SOURCE NHDES FOR THE PURPOSE OF SENDING TO WQX. THE METHOD IS EXACTLY THE SAME AS RIPPEY (SOURCE UNH). |  |  | 1/20/2017 3:42:31 PM
107182 | RIVERFLOW | MEASURE RIVER FLOW | 11113300 | TECHNIQUE USED TO MEASURE FLOW OF RIVERS. |  |  | 7/13/2015 10:26:00 AM
290962 | RL-02 | Total Nitrogen | REDLAKE_WQX | Calculated by adding Result Values from Inorganic nitrogen (nitrate and nitrite) and Kjeldahl nitrogen |  |  | 10/27/2018 8:21:27 AM
290963 | RL-07 | Lachat 20-107-04-1B | REDLAKE_WQX | Total Nitrogen Analysis Method by Era Labs |  |  | 2/24/2015 4:47:52 PM
290964 | RL-08 | WI DRO (95) | REDLAKE_WQX | Diesel Range Organics Analysis Method by Subcontract Lab of RMB Labs |  |  | 8/29/2013 1:47:27 PM
290965 | RL-09 | WI GRO (95) | REDLAKE_WQX | Gasoline Range Organics Analysis Method by Subcontract Lab of RMB Labs |  |  | 8/29/2013 1:47:27 PM
520562 | RL-10 | Residual Chlorine | REDLAKE_WQX | Residual Chlorine analysis method by Era Labs |  |  | 8/29/2013 12:17:45 PM
522127 | RL-11 | Invert ID | REDLAKE_WQX | Invertebrate ID performed per University of Wisconsin-Superior protocol |  |  | 7/2/2014 9:26:12 AM
743353 | RLAB Method 3240.2J | ANALYSIS BY GAS CHROMATOGRAPH/ELECTRON CAPTURE DETECTOR | EPA_R7_WQX | Call Region 7 Science and Technology Center for more information on custom method. |  |  | 1/24/2018 1:35:15 PM
532547 | RM021 | radiological | 21KAN001_WQX | Ks Depart of Health and Env radiological methods |  |  | 2/28/2018 5:14:57 PM
5311 | RM8-10 | Diquat and Paraquat in sediment by spectrophotometry | CHEVRON |  |  |  | 6/4/2015 10:56:33 AM
1271 | RN-01 | Radon-222 in Air and Breath Samples | USDOE/EML |  |  |  | 8/12/2006 11:50:00 PM
301131 | ROE10 | ROE10 | SPIRITLK | ROE10 - is the method from the analyte ID per USGS. It is related to P70300. |  |  | 2/23/2018 7:33:56 PM
740859 | ROE10 | ROE10 | AZDEQ_SW |  |  |  | 11/10/2017 2:37:44 PM
763733 | ROMO_GERG_GC/MS | BTEX and PAH Analysis at Texas A&M Univerisity | 11NPSWRD_WQX | The extraction and analyses were conducted in accordance with the standard operating procedures at the Geochemical and Environmental Research Group laboratory. |  |  | 11/13/2018 8:30:31 AM
1204 | RP230 | Iodine-129 in Aqueous Solutions | USDOE/ASD |  |  |  | 8/12/2006 11:50:00 PM
1205 | RP280 | Determination of Lead-210 in Water | USDOE/ASD |  |  |  | 8/12/2006 11:50:00 PM
1206 | RP300 | Ni-59 and Ni-63 in Aqueous Samples | USDOE/ASD |  |  |  | 8/12/2006 11:50:00 PM
1207 | RP330 | Niobium-93m and 94 in Aqueous Solutions | USDOE/ASD |  |  |  | 8/12/2006 11:50:00 PM
1208 | RP450 | Radium-226 in Aqueous Samples | USDOE/ASD | RP450 ~ DOE ; Radium-226 in Aqueous Samples |  | https://www.nemi.gov/methods/method_summary/4776/ | 8/12/2006 11:50:00 PM
1209 | RP501(1) | Strontium in High Level Samples | USDOE/ASD |  |  |  | 8/12/2006 11:50:00 PM
1210 | RP510 | Strontium-90 in Dissolved Samples | USDOE/ASD |  |  |  | 8/12/2006 11:50:00 PM
1211 | RP520 | Strontium-90 in Soil, Water and Filter | USDOE/ASD |  |  |  | 8/12/2006 11:50:00 PM
1212 | RP530 | Selenium-79 in Aqueous Samples | USDOE/ASD | RP530 ~ DOE ; Selenium-79 in Aqueous Samples |  | https://www.nemi.gov/methods/method_summary/4777/ | 8/12/2006 11:50:00 PM
1213 | RP550 | Technetium-99 Using Liquid Scintillation | USDOE/ASD |  |  |  | 8/12/2006 11:50:00 PM
1214 | RP570 | Thorium Isotopes by Radiochemistry | USDOE/ASD |  |  |  | 8/12/2006 11:50:00 PM
1215 | RP580 | Tritium by Distillation of Waters and Soils | USDOE/ASD |  |  |  | 8/12/2006 11:50:00 PM
1216 | RP710 | Gross Alpha and Beta Activity | USDOE/ASD | RP710 ~ DOE ; Gross Alpha and Beta Activity |  | https://www.nemi.gov/methods/method_summary/4778/ | 8/12/2006 11:50:00 PM
1217 | RP720 | Gross Alpha, Beta and Tritium in Water | USDOE/ASD |  |  |  | 8/12/2006 11:50:00 PM
1218 | RP725 | Group Actinide Screening by Extraction | USDOE/ASD |  |  |  | 8/12/2006 11:50:00 PM
1219 | RP730 | Gross Gamma Screening for Matrices | USDOE/ASD |  |  |  | 8/12/2006 11:50:00 PM
1220 | RP735 | Determination of Total Fissile Content | USDOE/ASD |  |  |  | 8/12/2006 11:50:00 PM
1221 | RS100 | Radionuclides by Borehole Logging | USDOE/ASD |  |  |  | 8/12/2006 11:50:00 PM
1222 | RS551 | Isolation of Technetium-99 by Anion Exchange | USDOE/ASD |  |  |  | 8/12/2006 11:50:00 PM
730563 | RSK 175 (Pace Labs) | EPA Method RSK­175 (Pace Labs) | FORTPECK | EPA Method RSK­175 Dissolved Gasses in Water Matrices (As used by Pace Labs) |  |  | 9/13/2018 12:26:34 PM
558828 | RSK-175 | Analysis for Dissolved Methane, Ethane, and Ethylene in Ground Water | R10BOOMSNUB | URL: http://pastechnology.weebly.com/uploads/4/2/6/8/4268497/dissolved_gases_in_water_epa_rsk-175_ht3.pdf |  |  | 12/5/2014 12:52:51 PM
741400 | RSK-175 | RSK-175 | UTEMTN | for SunStar Laboratories, Inc. |  |  | 4/9/2018 7:19:17 PM
5272 | RSK-175 | Analysis for Dissolved Methane, Ethane, and Ethylene in Ground Water | USEPA | URL: http://http://pastechnology.weebly.com/uploads/4/2/6/8/4268497/dissolved_gases_in_water_epa_rsk-175_ht3.pdf |  |  | 6/19/2014 7:00:00 AM
565526 | RSKSOP-175 | ETHANE, ETHYLENE, AND METHANE ANALYSIS | 21ARIZ_WQX |  |  |  | 5/12/2016 1:29:59 AM
742931 | RSKSOP-175 | RSKSOP-175 | AZDEQ_GW |  |  |  | 11/3/2017 10:17:58 AM
740903 | RSKSOP-175 | RSKSOP-175 | AZDEQ_WPD |  |  |  | 12/4/2018 10:14:06 AM
743423 | RSKSOP-175M | RSKSOP-175M | AZDEQ_WPD |  |  |  | 2/21/2018 11:00:28 AM
2816 | S-001-1 | Semivolatiles in Water by CS2 Extraction | USEPA |  |  |  | 8/12/2006 11:50:00 PM
2817 | S-002-1 | Field Screening Semivolatiles in Water | USEPA |  |  |  | 8/12/2006 11:50:00 PM
2818 | S-003-1 | Semivolatiles in Soil (MeCl2 Extraction) | USEPA |  |  |  | 8/12/2006 11:50:00 PM
2819 | S-004-1 | Field Screening Semivolatiles in Soil | USEPA |  |  |  | 8/12/2006 11:50:00 PM
551290 | S-1.60 | Sodium Adsorption Ratio S-1.60 | NRTHCHEY | S-1.60 - Sodium Adsorption Ratio standard procedure Citation: Northern Cheyenne Environmental Protection Dept. QAPP Standard Methods |  |  | 11/26/2018 5:27:24 PM
459092 | S-1.60 | S-1.60 | FORTPECK |  |  |  | 11/7/2018 6:40:13 AM
1223 | SA010 | VOCs in Headspace Gas with Manifold | USDOE/ASD |  |  |  | 8/12/2006 11:50:00 PM
1224 | SA011 | VOCs in Headspace Gas using SUMMA Canisters | USDOE/ASD |  |  |  | 8/12/2006 11:50:00 PM
505755 | SACN_GLKN_BCHMK | Water Level | 11NPSWRD_WQX | A stadia rod, eye level, and established shoreline benchmark are used to measure water level. See associated citation for details. Elias, J.E. and R. Wise; 2007; Standard operating procedure #4: Measuring water levels. in Elias, J.E., R. Axler, and E. Ruzycki. 2007. Water quality monitoring protocol for inland lakes, Version 1.0.; National Park Service, Great Lakes Network; 8 pp. |  |  | 4/2/2016 5:36:34 PM
505757 | SACN_GLKN_HL_DS4X | Multiprobe Field Analysis | 11NPSWRD_WQX | Datalogger, Hydrolab, Surveyor 4a; DataSonde(multiprobe), Hydrolab, 4X Magdalene, S., D.R. Engstrom, and J.E. Elias; 2007; Standard operating procedure #6: Field measurements and water sample collection. in Magdalene, S., D.R. Engstrom, and J.E. Elias. 2007. Large rivers water quality monitoring protocol, Version 1.0.; National Park Service, Great Lakes Network; 40 pp. |  |  | 4/2/2016 5:36:31 PM
505751 | SACN_GLKN_HL_MS5.0 | Multiprobe Field Analysis | 11NPSWRD_WQX | Datalogger, Hydrolab, Surveyor 4a; DataSonde(multiprobe), Hydrolab, MS5.0 Magdalene, S., D.R. Engstrom, and J.E. Elias; 2007; Standard operating procedure #6: Field measurements and water sample collection. in Magdalene, S., D.R. Engstrom, and J.E. Elias. 2007. Large rivers water quality monitoring protocol, Version 1.0.; National Park Service, Great Lakes Network; 40 pp. |  |  | 4/2/2016 5:36:29 PM
505756 | SACN_GLKN_SECHI | Secchi Disk | 11NPSWRD_WQX | Magdalene, S., D.R. Engstrom, and J.E. Elias; 2007; Standard operating procedure #6: Field measurements and water sample collection. in Magdalene, S., D.R. Engstrom, and J.E. Elias. 2007. Large rivers water quality monitoring protocol, Version 1.0.; National Park Service, Great Lakes Network; 40 pp. |  |  | 4/2/2016 5:36:31 PM
505753 | SACN_GLKN_THERM | Thermometer | 11NPSWRD_WQX | Magdalene, S., D.R. Engstrom, and J.E. Elias; 2007; Standard operating procedure #6: Field measurements and water sample collection. in Magdalene, S., D.R. Engstrom, and J.E. Elias. 2007. Large rivers water quality monitoring protocol, Version 1.0.; National Park Service, Great Lakes Network; 40 pp. |  |  | 4/2/2016 5:36:31 PM
505752 | SACN_GLKN_TP/TN | Alkaline Persulfate Digestion for Total N and P in Water | 11NPSWRD_WQX | Patton, C.J. and J.R. Kryskalla; 2003; Methods of analysis by the U.S. Geological Survey National Water Quality Laboratory--Evaluation of alkaline persulfate digestion as an alternative to Kjeldahl digestion for determination of total and dissolved nitrogen and phosphorus in water: U.S. Geological Survey Water-Resources Investigations Report 03-4174; U.S. Geological Survey; 33 pp. |  |  | 4/2/2016 5:36:31 PM
505754 | SACN_GLKN_TTUBE | Transparency Tube | 11NPSWRD_WQX | 120+cm clear tube with mini secchi disk and valve at bottom Magdalene, S., D.R. Engstrom, and J.E. Elias; 2007; Standard operating procedure #6: Field measurements and water sample collection. in Magdalene, S., D.R. Engstrom, and J.E. Elias. 2007. Large rivers water quality monitoring protocol, Version 1.0.; National Park Service, Great Lakes Network; 40 pp. |  |  | 4/2/2016 5:36:31 PM
730182 | SAE | Soft Algal Enumeration | 21GAEPD_WQX | Enumerates Soft Algae by Natural units. (Natural unit is either 1) a whole colony of coocoid green or bluegreen algae, 2) a filament, 3) a bunch of filaments (either attached together at one end or encloses within a mucilage, 4) a chain, and/or 5) a unicellular algae. Within each natural unit you are required to count the actual cells. When impossible, estimate the closest number. |  |  | 9/20/2018 2:22:04 PM
5072 | SAGWMD | Statistical Analysis of Groundwater Monitoring Data at RCRA Facilities - Unified Guidance | USEPA | Statistical Analysis of Groundwater Monitoring Data at RCRA Facilities - Unified Guidance ~ EPA ; USEPA |  | https://www.nemi.gov/methods/sams_method_summary/11942/ | 7/31/2013 12:00:00 AM
213405 | SAL-001 | SAL-001 | R10BUNKER |  |  |  | 7/1/2011 7:06:22 PM
551293 | SAL-CALC-MTWTRSHD | SAL-CALC-MTWTRSHD | NRTHCHEY | SAL-CALC-MTWTRSHD |  |  | 8/30/2018 9:34:00 AM
532556 | SALINITY | YSI Salinity Probe | USVIST_WQX |  |  |  | 12/12/2013 10:17:50 AM
540114 | SALINITY | Salinity | 21FLHILL_WQX |  |  |  | 12/6/2018 1:00:13 PM
262263 | SALINITY | Field Measurement of Salinity DEP SOP FT 1300 | 21FLPNS_WQX |  |  |  | 11/23/2016 9:57:22 AM
4742 | SAMP-U,RA | Uranium and Radium in Water | USDOE/EML | Samp-U,Ra ~ DOE EML ; Uranium and Radium in Water |  | https://www.nemi.gov/methods/method_summary/4856/ | 7/31/2013 12:00:00 AM
62841 | SAR | Sodium Adsorption Ratio Calculation | UTEMTN |  |  |  | 4/9/2018 7:19:22 PM
63115 | SAR-CALC-MDEQ-WQ | Sodium Adsorption Ratio Calculation | MDEQ_WQ_WQX |  |  |  | 11/16/2018 11:55:30 AM
551292 | SAR-CALC-MDEQ-WQ | MDEQ for Sodium adsorption ratio [(Na)/(sq root of 1/2 Ca + Mg)] | NRTHCHEY | This is the analyitical method used by Montana DEQ for MDEQ for Sodium adsorption ratio [(Na)/(sq root of 1/2 Ca + Mg)]. The tribe uses the same lab and same method as Montana DEQ. |  |  | 8/30/2018 9:34:00 AM
63001 | SAR-CALC-MONT-PPL | Sodium Adsorption Ratio Calculation | MONT_PPL_WQX |  |  |  | 11/16/2009 1:41:30 PM
63009 | SAR-CALC-MTWTRSHD | Sodium Adsorption Ratio Calculation | MTWTRSHD_WQX |  |  |  | 6/7/2018 2:25:43 PM
532759 | SAR-CALC-OCC | Sodium Adsorption Ratio Calculation | OCC |  |  |  | 11/12/2015 11:54:24 AM
198344 | SC-001 | SC-001 | R10BUNKER |  |  |  | 7/1/2011 8:47:15 PM
187277 | SC-USGS | SC-USGS | R10BUNKER |  |  |  | 6/28/2011 12:50:47 PM
730268 | SC001 | SC001 | NTHRNUTE | This is a analytical method from EPA USGS-WRD |  |  | 4/17/2018 5:06:55 PM
740858 | SC001 | SC001 | AZDEQ_SW |  |  |  | 11/10/2017 2:37:44 PM
762808 | SCCP_03_BENTHIC | Benthic Mass and Abundance in the SCCWRP Bight03 Survey | 11NPSWRD_WQX | For the Southern California Coastal Water Research Project (SCCWRP) - Bight03 benthic analysis, the procedures were based on existing practices utilized in publicly owned treatment works (POTW) monitoring programs, the 1994 Southern California Bight Pilot Project (SCBPP), and the Southern California Bight 1998 Regional Monitoring Program (Bight'98). Some modifications were made to ensure data comparability, facilitate the coordination of the quality control steps required for the Bight'03 infaunal survey, and meet the requirements of the B'03 Information Management Plan. All stages of infaunal sample processing and analysis after receipt of samples in the laboratory including QC and data submission standards were followed. The process consisted of the following tasks and activities. For sample treatment and storage, the sample was washed free of fixative and transferred to an alcohol solution for processing and/or storage. During sorting all organisms were removed from the debris contained in the sample and sorted into taxa groupings to facilitate subsequent taxonomic analysis in which all specimens in the samples were identified and counted. Data submission included loading the data to an electronic data file compliant with this manual and the B'03 Information Management Plan and submitted to the project Information Management Officer. Quality control (QC) was required to ensure data consistency and comprised of reanalysis of selected samples. Also, taxonomist participated in workshops to determine whether the measurement quality objectives (MQOs) established for each step was met. Record keeping and procedural responsibilities covered the specific forms used during processing and QC methods. In addition, taxonomists met certain qualification criteria to work on this project and attended a series of workshops jointly sponsored by Bight'03 and the Southern California Association of Marine Invertebrate Taxonomists (SCAMIT) to focus on taxonomic problems which arose during sample analysis. These workshops culminated in a synoptic review of the data set compiled from all participating laboratories. For more information and details on the analyses, please see the Macrobenthic (Infaunal) Sample Analysis Laboratory Manual (Bight'03 Benthic Committee 2003). |  |  | 11/14/2018 10:00:05 AM
762814 | SCCP_03_SEDTOX | Sediment Toxicity Testing of the SCCWRP Bight03 Survey Samples Using Amphipods | 11NPSWRD_WQX | For the Southern California Coastal Water Research Project (SCCWRP) - Bight03 sediment toxicity tests, toxicity to amphipods was determined using a 10-day survival test with Eohaustorius estuarius based on U.S. Environmental Protection Agency's 1994 publication, Methods for Assessing the Toxicity of Sediment-Associated Contaminants With Estuarine and Marine Amphipods, EPA/600/R-94/025. Amphipods and negative control sediment were collected from Beaver Creek, Oregon, a non-contaminated estuarine site. The target laboratory holding time for the amphipods was at least 2 days, but no longer than 10 days, prior to the test. Testing was conducted in 1-L glass containers. Sediment samples were tested within 4 weeks of collection. The sediment was pre-sieved through a 2-mm mesh screen and homogenized in the lab before testing. Sediment was added to the test containers to form a layer approximately 2 cm deep. Filtered seawater (20 g/kg salinity) was added slowly until a final volume of 800 mL was reached. Pipettes connected to an air source provided aeration. Test containers equilibrated overnight. Each sample consisted of 5 randomly arranged replicates, along with 2 surrogate containers for water quality analysis of overlying water and pore water measured at time zero and at the end of the exposure. A negative control (amphipod collection site sediment) was included with each batch of samples tested. At the start of the test, 20 amphipods were added randomly to each container. Tests were conducted at 15 ± 2 °C under constant illumination for 10 days. Each test chamber was examined daily to verify that adequate aeration was present and record observations of mortality or changes in sediment appearance. Any floating animals were submerged by gently pushing them beneath the surface with a probe. At the end of the exposure period, the sediment was screened through a 0.5 mm screen and the number of surviving amphipods was recorded. Samples of overlying water and interstitial water were obtained from the surrogate test containers for measurement of initial water quality (temperature, pH, dissolved oxygen, salinity, and total ammonia). Overlying water quality was also measured at the end of the exposure period. Temperature of overlying water was measured daily throughout the test. A cadmium reference toxicity test was conducted concurrently with each sediment toxicity test batch. The reference toxicant test consisted of 3 replicates of 5 concentrations of cadmium dissolved in seawater, plus a control. No sediment was included in the reference toxicant tests. Ten amphipods were added to each replicate and exposed to the reference toxicant for 4 days. Water quality measurements made for the reference toxicant tests were conducted using a similar methodology to the sediment phase of the test. At the end of 4 days, the total number of surviving animals was recorded and the concentration causing 50% mortality (LC50) was calculated. The Trimmed Spearman Karber, probit or linear interpretation methods were used to calculate the LC50, which was then compared to a control chart prepared from the results of past reference toxicant tests conducted by the laboratory. A test result within two standard deviations of the mean control chart LC50 was considered acceptable. For the data from any given test batch to considered acceptable, the mean control survival must have been greater than 90% and no control replicate could have survival less than 80%. In addition, if the unionized ammonia in the initial pore water measurement exceeded 0.8 mg/L (the concentration effecting on amphipods), the lab was required to perform a simultaneous ammonia reference toxicant test with that batch. |  |  | 11/14/2018 10:00:16 AM
762812 | SCCP_03_SUMLOTK | Summary of Water Quality Data from LOTEK for SCCWRP Bight03 Survey | 11NPSWRD_WQX | Selected water quality parameters were measured by a LOTEK wireless monitoring system of unknown model for the Southern California Coastal Water Research Project (SCCWRP) - Bight03. LOTEK archival tags were attached to one of the otter trawl boards to measure water temperature, depth and time of the individual trawls. The data were summarized using the statistics of mean, minimum, and maximum for each station. Raw data file in text (.txt) format is attached. |  |  | 11/14/2018 10:00:10 AM
762823 | SCCP_77_BENTHIC | Benthic Species for the SCCWRP 1977 Survey | 11NPSWRD_WQX | In the Southern California Coastal Water Research Project (SCCWRP) laboratory, the 1977 Reference Survey benthic samples were sorted into major taxonomic groups (annelids, molluscs, arthropods, ophiuroids, miscellaneous echinoderms, and other phyla), identified to the lowest taxon practical and enumerated. The data presented here are from the 1.0 and 2.5 mm size fractions. The 0.5 mm fraction was not sorted nor identified. The studies were designed so that the data from the 1977 60-Meter Control Survey, and the 1985 and 1990 Reference Site Surveys could be compared to each other. This data should be used with the understanding that there have been changes in taxonomy since 1977. The taxonomy was accurate for its time in each of the studies; all samples were identified by specifically trained scientists who were experts in their taxonomic group. Since 1977 taxonomic changes have occurred, including changes in nomenclature, description of new species, and refinements in understanding variation in species characteristics. Species names have not been standardized to conform between the three studies. In 1977, species were identified by a specialist at SCCWRP as well as at the City of Los Angeles Hyperion Treatment Plant-Environmental Monitoring Division, the Sanitation Districts of Los Angeles County, the Sanitation Districts of Orange County, the City of San Diego Metropolitan Wastewater Department, and MBC Applied Environmental Sciences, Inc. The 1977 data were verified by biologists from the City of Los Angeles Hyperion Treatment Plant-Environmental Monitoring Division, the Sanitation Districts of Los Angeles County, the Sanitation Districts of Orange County, the City of San Diego Metropolitan Wastewater Department, MBC Applied Environmental Sciences, Inc. and SCCWRP. Questionable species were sent to Moss Landing Marine Laboratories, Santa Barbara Museum of Natural History, and the Allan Hancock Foundation, U.S.C. for verification. Samytha bioculata was reclassified to Mooresamytha bioculata, and Lysippe annectens was reclassified to Paralysippe annectens by Williams in 1987. The citation is: Williams, S.J. 1987. Taxonomic notes on some Ampharetidae (Polychaeta) from southern California. Bull. Biol. Soc. Wash. 7, 1987:251-258. |  |  | 10/16/2018 6:45:09 PM
762817 | SCCP_77_BOD | Biochemical Oxygen Demand of Sediment for the SCCWRP 1977 Survey | 11NPSWRD_WQX | In the Southern California Coastal Water Research Project (SCCWRP) 1977 Reference Survey, BOD was determined by measuring the amount of oxygen used over a set period of time by a population of microorganisms added to a certain quantity of sediment and maintained under controlled conditions. It is not a direct measure of the amount of oxygen that would be used in the field because it does not account for nor test the requirements of the typical fauna that would be present in the sediments. A seeding solution (microorganism culture) is prepared by mixing marine sediments and digested sludge in 2 liters of oxygen- saturated seawater maintained at 20°C. This mixture is then aerated for a period of at least 1 week prior to being used. A sediment sample (0.2 to 2 grams) is weighed and placed into a BOD bottle. Oxygen-saturated seawater is then siphoned into the bottle until it is full; care is taken not to introduce air bubbles or leave a space at the top of the bottle. Then 1 ml of the seed culture supernatant is added to the bottle, and it is capped with a ground glass stopper, creating a water seal. These same procedures are used to prepare blanks. The bottle are then agitated for 10 seconds, or until the sediment is completely suspended, and placed in a darkened area and maintained at 20°C. After an incubation period of 5 days, during which the bottles are agitated daily to resuspend sediments, the remaining concentration of dissolved oxygen in the blanks and test bottles is measured by the Azide Modification of the Winkler iodometric techniques for measuring dissolved oxygen (Standard Methods 1976). The 5-day BOD (milligrams of oxygen used per kilogram of sediments) for each sample is then calculated, using the formula: BOD = 1000{[0.3(a-b)]/c}; where a = the dissolved oxygen concentration of the blank; b = the dissolved oxygen concentration in the test bottle; and c = the grams of sediment added to the test bottle, 0.3 liters being the size of the bottle. For more information, please see Word and Mearns 1979. |  |  | 10/16/2018 6:45:09 PM
762818 | SCCP_77_COD | Chemical Oxygen Demand of Sediment for the SCCWRP 1977 Survey | 11NPSWRD_WQX | To begin the COD analysis for the Southern California Coastal Water Research Project (SCCWRP) 1977 Reference Survey, an amount of sediment (0.1 to 2 grams, depending on its organic content) is weighed and placed in a 250-ml Erlenmeyer flask. Then 20 ml of 0.25 N potassium dichromate solution, 200 ng of mercuric sulfate, and 20 ml of a concentrated silver sulfate/sulfuric acid solution (22 grams of AgSO4 to a 9-pound (4.09 kg) bottle of H2SO4) are added; silver sulfate is added to the sulfuric acid as a catalyst for the oxidation of the straight chain (aliphatic) alcohols and acids. The chemicals are swirled in the flask until mixed; the flask is then attached to the condensers, and the mixture is gently boiled for 120 minutes. The condenser is then rinsed out and into the flask with deionized water. After the flask has been removed from the hotplate and allowed to cool, the sample is diluted with deionized water to 150 ml, and three drops of the ferroin indicator are added (1.485 grams 1,10-phenanthroline monohydrate and 695 mg FeSO4.7H20 diluted in deionized water to 100 ml). This final sample is then titrated with a ferrous ammonium sulfate solution (39 grams Fe(NH4)2-(S04)2.6H20 in deionized water and 20 ml of concentrated H2SO4, cooled and then diluted to 1,000 ml with deionized water) until a reddish-brown color first appears. The COD (milligrams of oxygen used per kilogram of sediment) is then calculated as follows: COD = 8000{[N(a-b)}/c}; where N = (0.25 x K2Cs2O7) divided by the amount of ferrous ammonium sulfate (FAS) added to the sample; a = the amount of FAS used by the blank; b = the amount of FAS used to titrate the sample; and c = the weight of the sample. For more information, please see Word and Mearns 1979. |  |  | 10/16/2018 6:45:09 PM
762819 | SCCP_77_HEM | Hexane Extractable Materials (Oil and Grease) in Sediment for the SCCWRP 1977 Survey | 11NPSWRD_WQX | Hexane-extractable materials (oil and grease) were measured in the Southern California Coastal Water Research Project (SCCWRP) 1977 Reference Survey sediments. To prepare the sample, 30 to 40 grams of sediment are dried at 105°C for 16 hours and then placed in an extraction thimble, which is then put into the extraction tube. Then, 200 ml of hexane (spectra grade) are placed in an Erlenmeyer flask, and the flask is connected to the condenser and extracting tube. The heating mantle is regulated so that the extraction cycle occurs once every 10 minutes for a period of 4 hours. At the end of the extraction, the hexane is removed using a rotary evaporator, and the remaining hexane is drained from the extraction/condenser apparatus into the Erlenmeyer flask. The material remaining in the flask, representing the hexane extractable material (HEM), is weighed after the flask is carefully wiped dry and placed in a desiccator. The amount of HEM is then determined as follows: HEM = (a-b)/c; where a = the weight of the flask and its contents; b = the weight of the flask alone; and c = the weight of the sample. For more information, please see Word and Mearns 1979. |  |  | 10/16/2018 6:45:09 PM
762820 | SCCP_77_METALS | Trace Metals in Sediment for the SCCWRP 1977 and 1985 Surveys | 11NPSWRD_WQX | Sediment samples for the Southern California Coastal Water Research Project (SCCWRP) 1977 and 1985 Reference Surveys were analyzed for the trace metals of silver, cadmium, chromium, copper, nickel, lead, and zinc. A wet-acid method was used to digest the samples. Analytical blanks are prepared along with the sediment samples, using the same procedures and reagents. Samples are analyzed on a Varian-Techtron atomic absorption spectrophotometer (Model AA-6) equipped with a simultaneous background corrector (Model BC-6), a premix type of burner, and a carbon-rod atomizer (Model 63). When a sample has a relatively high metals content, the diluted filtrate is aspirated into an air/acetylene flame. The concentrations of trace metals are then determined by comparing the results against known standards. A previous study of matrix interferences in flame atomic absorption revealed no significant interferences in detection of the seven elements in question, given a sample size of up to 2 grams. If a metal is present in concentrations below the flame detection limit, a flameless method must be used in the analysis; with the flameless procedure, the treated solution is injected into a graphite furnace. The silver, cadmium, and lead concentrations in a small number of samples from these surveys were determined using this method. For more information, please see Word and Mearns 1979. |  |  | 10/16/2018 6:45:09 PM
762821 | SCCP_77_ORGNIT | Organic Nitrogen in Sediment for the SCCWRP 1977 Survey | 11NPSWRD_WQX | A summary of the method used to determine organic nitrogen in the Southern California Coastal Water Research Project (SCCWRP) 1977 Reference Survey sediment samples follows. In the presence of the digestion reagents (H2SO4, K2SO4, H2O), the amino nitrogen compounds of many organic nitrogen-containing materials are converted to ammonium sulfate, which is then decomposed by sodium thiosulfate; the resulting ammonia is released by distillation from an alkaline medium and absorbed in boric acid. The ammonia in this liquid is then measured by titration, and the concentration of organic amino nitrogens in the sample is determined. A sample of dried sediment (0.1 to 3 grams) is placed in an 800-ml Kjeldahl flask with 400 ml of distilled water neutralized to a pH of 7 with 1N NaOH or 1N H2SO4. To this solution, 24 ml of the phosphate buffer (14.3 grams KH2PO4, 68.8 grams K2HPO4, and 1 liter ammonia-free water at pH 7.4) and several boiling chips are added. This container is connected to one end of the distilling apparatus while a 500-ml Erlenmeyer flask containing 50 ml of the boric-acid-indicating solution (60 grams boric acid, 3 liters of ammonia-free distilled water, 20 ml methyl red solution (0.4 grains methyl red and 200 ml reagent alcohol), and 10 ml methylene blue solution (0.2 grams methylene blue and 100 ml reagent alcohol)) is placed on the receiving end of the condenser with its tip extending below the surface of the solution. Distillation is continued with this apparatus until 200 to 300 ml of the distillate is collected in the Erlenmeyer flask. The delivery tube is then removed from the distillate, but distillation is allowed to continue for a few moments to cleanse the condenser and delivery tube. A blank is also distilled using the same procedures. The samples are then titrated with 0.02 N H2SO4 until a pale lavender color is obtained. The amount of amino nitrogens contained in the sample is then determined by the calculation: NH3-N = [14000c(a-b)]/d; where a = the amount of N H2SO4 added to the sample; b = the amount of N H2SO4 added to the blank; c = the normality of the H2SO4; and d = the weight of the sample. For more information, please see Word and Mearns 1979. |  |  | 10/16/2018 6:45:09 PM
762824 | SCCP_77_PCBS | Pesticides and PCBs in Sediment for the SCCWRP 1977 Survey | 11NPSWRD_WQX | Hexane extraction and Florisil column clean-up procedures were used on sediment samples during the Southern California Coastal Water Research Project (SCCWRP) 1977 Reference Survey to produce samples for pesticide analysis; an additional saponification step was used to produce a sample for PCB analysis. The sample extracts are injected into a Tracor MT 220 gas chromatograph equipped with nickel-63 detectors. The column is 2 mm, ID, by 1.8 meters and is packed with 1.5 % OV-17 and 1.95 % QF-l on Gas Chrom Q (Applied Science Laboratories, State College, PA). The standards (obtained from the U.S. Environmental Protection Agency, Research Triangle Park, N.C.) are injected into the gas chromatograph. Compounds are then identified by comparing retention times, and concentrations are derived by measuring peak heights. For more information and spectrophotometer settings, please see Word and Mearns 1979. |  |  | 10/16/2018 6:45:10 PM
762822 | SCCP_77_VSOL | Volatile Solids in Sediment for the SCCWRP 1977 Survey | 11NPSWRD_WQX | The amount of organic material (volatile solids) present in the Southern California Coastal Water Research Project (SCCWRP) 1977 Reference Survey sediments was determined using the following method. Note: All materials that will combust at 500°C are defined as volatile. However, not all of the materials that combust are necessarily biological available organic foods (portions of crude oil will combust at this temperature). The procedure consists of placing approximately 4 ml of sediment in a previously weighed beaker and determining the wet weight of the sediment. The sample is then placed in an electric drying oven at 105°C for 24 hours to drive off all liquids. The sample is retained in a desiccator until cooled, so that it will not rehydrate; its dry weight is then determined. The sample is then placed for 1 hour in a muffle furnace at 550°C. After the sample has cooled in the desiccator, the net ash-free weight is determined. The formula for calculating percent volatile solids is as follows: %V.S. = 100[(a-b)/a]; where a is the dry weight of the sample; and b is the ash weight. For more information, please see Word and Mearns 1979. |  |  | 10/16/2018 6:45:09 PM
763023 | SCCP_85_CHC | Chlorinated Hydrocarbons by Gas Chromatography for the SCCWRP 1985 Survey | 11NPSWRD_WQX | Chlorinated hydrocarbons (CHCs) were determined for the Southern California Coastal Water Research Project (SCCWRP) 1985 Reference Survey by re-dissolving the lipid fraction in hexane and eluting the sample through activated Florisil (heated to 700°C for 4 hours) with 45 ml 6% diethyl ether in hexane. The samples were then chromatographed on a Varian Vista 44 system equipped with a split injector at 250°C, a 30 m X 0.25 mm I.D. DB-5 fused silica capillary column (J & W Scientific) which was temperature programmed from 150°C to 274°C at 4°C/min. with a helium carrier velocity of 25 cm/sec, and an electron capture detector heated to 325°C. The internal standard used was Mirex and all calculations were based on response factors for the standards of p,p'-DDE; p,p'-DDD; p,p'-DDT; o,p'-DDE; o,p'-DDD, o,p'-DDT; Aroclor 1242; Aroclor 1254; hexachlorobenzene and lindane. |  |  | 10/16/2018 6:45:10 PM
763024 | SCCP_85_LIPID | Percent Lipid in Tissue for the SCCWRP 1985 Survey | 11NPSWRD_WQX | Percent lipids were determined for the Southern California Coastal Water Research Project (SCCWRP) 1985 Reference Survey by removing the chloroform from the extract and weighing the residue. A summary of the extraction procedure is as follows. Weigh 1-10 g of tissue; add 8 ml distilled water, 20 ml methanol, and 10 ml chloroform; homogenize for 1 minute with a high speed homogenizer (polytron) equipped with a Titanium blade; then add 10 ml chloroform and blend for 30 seconds; follow by adding 10 ml of distilled water and 30 seconds of homogenizing; then centrifuge at approximately 1000 X to separate the layers and remove the chloroform layer; extract the remaining aqueous layer two more times with 10 ml of chloroform; combine the chloroform extracts then spilt into 3 fractions; one fraction for archive, one fraction for polynuclear aromatic hydrocarbon (PAH) analysis, and one fraction for lipid and chlorinated hydrocarbon (CHC) analysis determination. |  |  | 10/16/2018 6:45:10 PM
763025 | SCCP_85_PAH | Polynuclear Aromatic Hydrocarbons by Gas Chromatography-Mass Spectroscopy for SCCWRP 1985 Survey | 11NPSWRD_WQX | Polynuclear aromatic hydrocarbons (PAHs)were determined for the Southern California Coastal Water Research Project (SCCWRP) 1985 Reference Survey by replacing the chloroform with hexane during the extraction procedure and reducing the volume to 0.5 ml. The sample was then placed on a column containing activated silica gel (heated to 260°C for 10 hours). The column was then eluted with 20 ml of hexane, the first 5 ml were discarded and the next 15 collected as the aliphatic fraction (F1). Next the column was eluted with 32 ml of 60:40 (hexane:benzene), the first 7 ml were collected in F1 and the remaining 25 ml were collected in the aromatic fraction (F2). Stable isotope labelled standards of naphthalene, acenapthene, phenanthrene, chrysene, and perylene were added just prior to placing each sample onto the silica gel column. The F2 samples were reduced to 100 ml and anthracene-d10 was assayed as an internal standard. The samples were then analyzed by splitless injection on a Hewlett Packard 5970B GCMS equipped with a 30 x 0.25 mm I.D. DB5 fused silica capillary column (J & W Scientific) with a helium carrier velocity of 25 cm/sec. Each sample was scanned by selected ion monitoring for the major fragment of each compound reported with an ionizing voltage of 1400 volts. Relative response factors were determined for each individual compound using actual standards. |  |  | 10/16/2018 6:45:10 PM
763026 | SCCP_85_TVS | Total Volatile Solids in Sediment for the SCCWRP 1985 Survey | 11NPSWRD_WQX | Total volatile solids (TVS) for the Southern California Coastal Water Research Project (SCCWRP) 1985 Reference Survey were measured based on the methods described by Byers, Mills, and Stewart in their 1978 paper, 'A Comparison of Methods Determining Organic Carbon in Marine Sediments with Suggestions for Standard Method.' Approximately 4 g of the top 2 cm of the surface sediment is dried at 60°C, weighed, then ashed at 500°C for 5 hrs and placed in a dessicator until cool. The ash weight is determined and the percent TVS calcualted using the following equation: % TVS = [(Dry Wt. - Wet Wt.)/Dry Wt.] X 100 |  |  | 10/16/2018 6:45:10 PM
763031 | SCCP_90_PAHS | Polynuclear Aromatic Hydrocarbons by Modified EPA 8270 Using Gas Chromatograph-Mass Spectrometry for SCCWRP 1990 Survey | 11NPSWRD_WQX | The polynuclear aromatic hydrocarbons (PAHs) were analyzed using a modified EPA 8270 method on a gas chromatograph of unknown manufacturer and model with an Incos 50 mass spectrometer. |  |  | 10/16/2018 6:45:11 PM
763032 | SCCP_90_TOCTN | Total Organic Carbon and Total Nitrogen for the SCCWRP 1990 Survey | 11NPSWRD_WQX | For the Southern California Coastal Water Research Project (SCCWRP) 1990 Reference Survey, total organic carbon (TOC) and total nitrogen (TN) were analyzed in sediments by high temperature (flash) combustion using a Carlo Erba EA1108 elemental analyzer. Data were acquired with a Carlo Erba EAGER 100 data system which utilizes an IBM-compatible microcomputer. The instrument was calibrated daily with acetanilide. The precision of the sediment analyses for TOC and TN are estimated at < 2% and < 5%, respectively, based on replicate determinations of carbonate-free sediments and sludges. |  |  | 10/16/2018 6:45:11 PM
762774 | SCCP_94_BENTHIC | Benthic Mass and Abundance in the SCCWRP Bight94 Survey Samples | 11NPSWRD_WQX | Samples for infaunal analysis from the Southern California Coastal Water Research Project (SCCWRP), Bight94 were distributed to the lab for sorting and identification. After 3-14 days, samples were rinsed and transferred from the formalin solution to a 70% ethanol. Samples were then sorted into six major taxonomic categories (annelids, arthropods, mollusks, ophiuroids, other echinoderms, and other phyla), and the wet weight of each group was measured. One of two methods was used to remove excess preservative prior to weighing the sample: 1) the organisms were drained on a fine sieve and then air dried for five minutes on absorbent paper, or 2) the organisms were poured into a funnel with a fenestrated plate and a gentle vacuum was applied until no liquid was visible in the stem of the funnel. Balances capable of reading to 0.01 gram were used to weigh the samples. Weights were reported to the nearest 0.1 gram. Specimens were then identified to the lowest practicable taxon with a dissecting microscope and enumerated. For more information, please see Bergen et al. 1998. |  |  | 10/16/2018 6:38:00 PM
762773 | SCCP_94_CTD | Water Quality Measurements for SCCWRP Bight94 by SeaBird CTD | 11NPSWRD_WQX | The Southern California Coastal Water Research Project (SCCWRP), Bight94 survey used either a Seabird SBE-9 or SBE-25 conductivity, temperature, and depth (CTD) unit. Each unit had a SBE-3 temperature probe, SBE-4 conductivity probe, Sensor-Metrics or Parascientific Digiquartz pressure gauge, SBE-13 oxygen probe, SBE pH probe, Sea-Tech 25 transmissometer, and either internal (RAM-Random Access Memory) or external (cable to deck box interface) recording with data being downloaded to a portable computer. Conductivity, temperature, depth, dissolved oxygen, pH, and transmissivity were measured by in-situ probes on the CTD. Salinity, oxygen-percent saturation, density were derived from Seabird software (SBE ver. 3.5D). The SBE-9 units had a scan rate of 24 scans per second averaged to 1 of 2 scans per second. The SBE-25 had a scan rate of 8/sec averaged to 1/sec. Before beginning the downcast, the CTD was placed in the water to thermally equilibrate (minimum of three minutes for the first station of the day and 90 seconds for all additional stations) and to purge instrument tubing. The unit was raised to the surface (top of cage) and then lowered at a decent rate not to exceed one meter per second to within two meters or five percent of the bottom depth. The data was either downloaded to the computer directly or stored in internal RAM and downloaded to the computer sometime during the day. For more information, please see Southern California Bight Pilot Project (SCBPP) Field Coordination Team 1995. |  |  | 10/16/2018 6:37:59 PM
762787 | SCCP_94_IWTOX | Interstitial Water Toxicity Testing of the SCCWRP Bight94 Survey Samples Using Sea Urchins | 11NPSWRD_WQX | Interstitial (pore) water was obtained from each sediment sample from the Southern California Coastal Water Research Project (SCCWRP), Bight94 and tested for toxicity using a sea urchin embryo development test. The sea urchin embryo development test is based on widely used procedures (Chapman, G.A., D.L. Denton, and J.M. Lazorchak. 1995). Short-term Methods for Estimating the Chronic Toxicity of Effluents and Receiving Waters to West Coast Marine and Estuarine Organisms. First Edition. August 1995. EPA/600/R-95-136. National Exposure Research Laboratory, Office of Research and Development, U.S. EPA , Cincinnati, OH. 548 p.) All interstitial water tests were conducted by the Southern California Coastal Water Research Project (SCCWRP). Five experiments were required to test all the samples. Interstitial water was obtained by centrifuging approximately 400 ml of sediment at 3,000 x g for 30 min. The supernatant was carefully removed with a pipette and transferred to a glass jar. The salinity and pH of the interstitial water sample was measured before the sample was diluted and tested. Samples with low pH (<7.5) were adjusted to 7.6-8.0 by addition of small amounts of a sodium hydroxide solution. Three concentrations of interstitial water (100, 50, and 25%) were prepared if sufficient sample volume was available. Laboratory seawater (0.45 mm filtered natural seawater from Redondo Beach, California) was used to prepare dilutions. Three replicates of each concentration were prepared and 10 ml were placed into 22 ml glass scintillation vials. The test containers were randomly distributed within each experiment. Toxicity tests were initiated within eight hours of interstitial water collection. Purple sea urchins (Strongylocentrotus purpuratus) were collected from northern Santa Monica Bay, California, in the spring and held in laboratory culture until used for SCBPP tests. Gametes were obtained by injecting sea urchins with potassium chloride; the eggs were fertilized, and then 250 embryos were added to each vial. The exposures were conducted at 15 °C for 72 hours under a 12 hr light:12 hr dark photoperiod. The salinity was approximately 33 g/kg. Formalin (1 ml of a borax buffered full strength solution) was added to the test chambers after 72 hr to preserve the samples for later microscopic examination (generally within 2 months of the experiment). The preserved samples were examined at a magnification of 100 x and approximately 100 embryos were evaluated for abnormal development. Purple sea urchin embryos usually attain the pluteus stage after 72 hours. Abnormal development is usually expressed as a delay in developmental rate or by the presence of pathological conditions (e.g., dead cells, abnormal gut development, irregular cell division). Reference toxicant (copper chloride) and negative control samples were tested concurrently for quality assurance purposes. The control consisted of laboratory seawater passed through the centrifugation process. For the data presented here, the temperature was 15.5 degrees C, all samples had a reduced number of replicates, and the water quality data was incomplete. The Result Value was a percentage calculation: [(Value at end of incubation period)/(Start Count)] x 100. For more information, please see Bay et al. 1998. |  |  | 10/16/2018 6:38:01 PM
762788 | SCCP_94_PACELAB | Fish Tissue Lipid and Moisture Analyses in the SCCWRP Bight94 Survey Samples by Pace Labs | 11NPSWRD_WQX | Gravimetric lipid analysis and lyophilization (freeze drying) for moisture analysis for the Southern California Coastal Water Research Project (SCCWRP), Bight94 were performed by Pace Laboratories. |  |  | 10/16/2018 6:38:02 PM
762786 | SCCP_94_SEDTOX | Sediment Toxicity Testing of the SCCWRP Bight94 Survey Samples Using Amphipods | 11NPSWRD_WQX | Solid phase (sediment) toxicity tests for the Southern California Coastal Water Research Project (SCCWRP), Bight94 were conducted using a 10-day amphipod survival test. Samples from approximately half of the stations were tested by the Southern California Coastal Water Research Project (SCCWRP). The remaining samples were shipped on ice by overnight courier to Science Applications International Corp. (SAIC; c/o EPA Environmental Research Laboratory in Narragansett, RI) for analysis. A total of 10 experiments were conducted to test all of the samples. Each experiment used animals freshly collected from the field. Both laboratories used similar test procedures (ASTM 1987/1991 method no. 1367-E). All sediment samples were passed through a 1 mm (2 mm for SAIC) mesh stainless steel screen, without adding water, to remove large debris and potential predators. The sediment passing through the screen was used in the test. A 2-cm layer of sediment was placed in the bottom of a quart-sized glass canning jar and covered with 600 ml of laboratory seawater having a salinity of 30 g/kg. A glass aeration tube was then added to ensure that all samples had acceptable dissolved oxygen concentrations. Sediment addition occurred one day before the start of the test. Five replicate jars were set up for each sediment sample and arranged randomly in the test array. The toxicity test was started by adding 20 Ampelisca abdita to each jar. Amphipods were collected from tidal flats in the Pettaquamscutt (Narrow) river, a small estuary flowing into Narragansett Bay, Rhode Island. The exposure was conducted at 20 °C under constant light for 10 days. Surviving amphipods were screened from the sediment at the end of the exposure and counted to determine the percent survival. Negative controls (collection site or nontoxic reference sediment) and reference toxicants were tested concurrently for quality assurance purposes. The type of negative control sediment varied between laboratories. SCCWRP tests used sediment from the collection site (Narrow River) as the control. Control sediment for SAIC tests was collected from the U.S. Army Corps of Engineers New England Division central Long Island Sound (LIS) reference station. Sediments from this reference station have been used as a control in many previous tests by SAIC. Reference toxicant tests consisted of seawater-only exposure of amphipods to sodium dodecyl sulfate (SAIC) or cadmium chloride (SCCWRP). The number surviving after 4 days was recorded and used to calculate the median lethal concentration (LC50). For the data presented here, all samples had a reduced number of replicates. The Result Value was a percentage calculation: [(Value at end of incubation period)/(Start Count)] x 100. For more information, please see Bay et al. 1998. |  |  | 10/16/2018 6:38:01 PM
762789 | SCCP_94_TISSCH | Fish Tissue Chemical Analyses in the SCCWRP Bight94 Survey Samples | 11NPSWRD_WQX | Extracts of fish liver tissue for the Southern California Coastal Water Research Project (SCCWRP), Bight94 were dried with anhydrous sodium sulfate, then cleaned up by removing sulfur with copper or mercury, and passing the extract through Florisil- and/or alumina-packed columns. Each extract was concentrated prior to instrumental analysis using a Hewlett-Packard 5890 II Gas Chromatograph equipped with electron capture detectors (GC-ECD) and a DB-5 column for quantifying analytes. Tissues were analyzed for 13 separate pesticides or metabolites and 27 PCB congeners. Confirmation of target compounds for most samples was accomplished using Hewlett-Packard Gas Chromatograph with Mass Spectrometry (GC/MS). For more information please see Allen et al. 1998. |  |  | 10/16/2018 6:38:02 PM
762791 | SCCP_98_BENTHIC | Benthic Mass and Abundance in the SCCWRP Bight Survey Samples | 11NPSWRD_WQX | The benthic samples for the Southern California Coastal Water Research Project (SCCWRP), Bight98 and Bight03 were rinsed in the laboratory and transferred from formalin to 70% ethanol 3-14 days after collection. Organisms in the samples were sorted into six taxonomic categories (annelids, arthropods, molluscs, ophiuroids, other echinoderms, and other phyla), and the wet weight of each group was measured to provide an estimate of biomass. Ophiuroids and other echinoderms were not separated. One of two methods was used to remove excess preservative prior to weighing; the organisms were either drained on a fine sieve and air dried for five minutes on absorbent paper or poured onto a fenestrated plate in a funnel and gentle vacuum applied until no liquid was visible in the stem of the funnel. Balances capable of reading to 0.01 gram were used to weigh the samples, and weights were reported to the nearest 0.1 gram. After weighing, specimens were identified to the lowest practical taxonomic level, most often species, and counted. For more information, please see Ranasinghe et al. 2003. |  |  | 10/16/2018 6:41:33 PM
762801 | SCCP_98_SEDTOX | Sediment Toxicity Testing of the SCCWRP Bight98 Survey Samples Using Amphipods | 11NPSWRD_WQX | Toxicity to amphipods for the Southern California Coastal Water Research Project (SCCWRP), Bight98 was determined using a 10-d survival test with Eohaustorius estuarius [U.S. Environmental Protection Agency (U.S. EPA). 1994. Methods for assessing the toxicity of sediment-associated contaminants with estuarine and marine amphipods. EPA/600/R-94/025. Office of Research and Development, U.S. Environmental Protection Agency. Narragansett, RI. 140 pp.]. Sediment samples were distributed among the test laboratories based upon the location of the laboratories. Amphipods and negative control sediment were collected from Beaver Creek, Oregon, a non-contaminated estuarine site, and held in the laboratory at least 4 d, but no longer than 14 d, prior to the test. Testing was conducted in 1 L glass test containers. Sediment was added to the test containers 1 d prior to the start of the test. Sediment samples were thoroughly mixed and then added to the test containers to form a sediment layer approximately 2 cm deep. Filtered seawater (20 g/kg salinity) was added slowly until a final volume of 800 mL was reached. Pipettes connected to an air source provided aeration. Sediments were allowed to equilibrate overnight. Each sample consisted of five randomly arranged replicates, along with an extra container for water quality. A negative control (amphipod collection site sediment) was included with each batch of samples tested. At the start of the test, amphipods were added randomly until a total of 20 animals per container were present. Tests were conducted at 15° C under constant illumination. Test animals were exposed to the sediment samples for 10 d, with daily checks for air and mortality. Any floating animals were submerged by gently pushing them beneath the surface with a probe. At the end of the exposure period, the sediment was screened through a 0.5 mm screen and the number of surviving amphipods was recorded. A laboratory inter-calibration exercise was conducted prior to the start of testing in order to document the comparability of the results. This exercise demonstrated that comparable data were produced by each of the laboratories. A cadmium reference toxicity test was conducted concurrently with each sediment toxicity test. The reference toxicant test consisted of three replicates of five concentrations of dissolved cadmium, plus a control. No sediment was included in the reference toxicant tests. Ten amphipods were added to each replicate and exposed to the reference toxicant for 4 d. At the end of 4 d, the total number of surviving animals was recorded and the concentration causing 50% mortality (LC50) was calculated. The Spearman Karber method was used to calculate the LC50, which was then compared to a control chart prepared from the results of past reference toxicant tests. A test result within two standard deviations of the mean control chart LC50 was considered acceptable. A test not falling within two standard deviations was evaluated for acceptability by employing the best professional judgment of the laboratory. For more information, please see Bay et al. 2000. |  |  | 10/16/2018 6:41:36 PM
763021 | SCCP_CAS_160.3M | Total Solids in the SCCWRP Bight98 Survey Samples by Columbia Analytical Services Method 160.3M | 11NPSWRD_WQX | Total solids for the Southern California Coastal Water Research Project (SCCWRP), Bight98 survey were performed by Columbia Analytical Services, Inc., Carlsbad, CA, using Method 160.3M. |  |  | 10/16/2018 6:41:54 PM
762776 | SCCP_CE1108_CK | Carbon and Nitrogen by Carlo Erba 1108 Carbon-Hydrogen-Nitrogen (CHN) Analyzer With Methods by Castillo & Khan 1992 | 11NPSWRD_WQX | Organic carbon and nitrogen for the Southern California Coastal Water Research Project (SCCWRP), Bight94 were determined by a Carlo Erba 1108 Carbon-Hydrogen-Nitrogen (CHN) Analyzer with an AS/23 AutoSampler and Carlo Erba Data Systems software according to methods outlined in Castillo and Khan 1992. |  |  | 10/16/2018 6:38:01 PM
762777 | SCCP_GCECDS_UN | Chlorinated Pesticides (DDT, DDE, DDD) in Different Labs by Gas Chromatographs with Electron Capture Detectors | 11NPSWRD_WQX | Chlorinated pesticide measurements on the six DDT isomers and metabolites from the Southern California Coastal Water Research Project (SCCWRP), Bight94 were conducted in different labs using gas chromatographs of various manufacturers and models equipped with electron capture detectors (GC-ECD). DB-5 columns were used for analyte identification and DB-17/608/1701 columns were used for confirmation. Methods were from EPA SW-846 as Method 8080 or 8081. |  |  | 10/16/2018 6:38:01 PM
762800 | SCCP_GRAVEL | SCCWRP Analysis of Particle Size Phi < -1 (Gravel) by Gravimetric Method | 11NPSWRD_WQX | For the determination of particle size phi < -1 (gravel) for the Southern California Coastal Water Research Project (SCCWRP), Bight98 and Bight03, a gravimetric procedure was used (Noblet et al. 2002). For larger particles, all samples were screened through 1000 um and 2000 um sieves prior to analysis to ensure comparability of data among laboratories. The fraction of a sediment sample greater than 2000 um was designated as gravel. |  |  | 10/16/2018 6:41:33 PM
762778 | SCCP_HLA900_SG | Particle Size Distribution by Horiba LA900 Particle Size Analyzer With Methods by Schiff & Gossett 1998 | 11NPSWRD_WQX | Grain size analysis for the Southern California Coastal Water Research Project (SCCWRP), Bight94, was performed using a Horiba Model LA-900 Laser Scattering Particle Size Distribution Analyzer in conjunction with Horiba Data Systems software according to methods described by Schiff and Gossett 1998. |  |  | 10/16/2018 6:38:01 PM
762790 | SCCP_MASS_ABUN | Fish and Invertebrate Mass and Abundance in the SCCWRP Bight Surveys | 11NPSWRD_WQX | Sample processing for fish and invertebrate mass and abundance analyses from the Southern California Coastal Water Research Project (SCCWRP), Bight94, Bight98, and Bight03, began with sorting the trawl catch on deck into containers. All fish and most invertebrates were identified to species, using taxonomic keys, field guides, and tools. Unknown species were returned to the laboratory for identification. Although identifications were made on all fish, only invertebrates meeting specific criteria were identified. Non-infaunal invertebrates >1 cm in any dimension were identified. Colonial and pelagic organisms, and free-occurring fish parasites were noted but not counted. Fish were measured on measuring boards or, for very large specimens, by a meter stick or tape measure. Maximum (board) standard length (anterior tip of head to base of caudal fin) was measured on bony fishes and total length was measured on cartilaginous fishes. Fish were recorded to the nearest centimeter size class. The fish length was reported in size classes of 1 cm intervals. Size class number 1 extended from 0.1-1.0 cm, size class 2 extended from 1.1-2.0 cm, etc. For fish species with ?10 individuals, each size measurement (size-class) was recorded on the fish species data sheet. For fish species with >10 individuals, the species were listed on the data sheet but the sizes were tallied on the size-class sheet. For the rare occasions when size classing was not possible (a huge catch of a single species), a subsample of fish was measured. Invertebrate lengths were not measured. Biomass was measured by a spring scale to the nearest 0.1 kg, and tare bucket with holes in the bottom or other suitable container (net bag). Small species weighing <0.1 kg were set aside and weighed together to give a composite weight. There was one composite weight for fish and a separate composite weight for invertebrates. Large organisms were weighed individually. Individual weights of smaller specimens were collected optionally, using scales weighing to the nearest 0.1 g. Invertebrates were counted after identification. However, the number of individuals in an abundant species was estimated from the biomass. Fish and invertebrates were examined for gross pathology and anomalies were noted. Diseased or incompletely identified specimens were preserved by fixing in buffered formalin-seawater or freezing, or documented by photography. The preferred preservation method for small specimens, especially diseased ones, was fixing in 10% buffered formalin-seawater. Before fixing, the body cavity of fish (>60 mm) was slit for preservative infiltration. Fish and invertebrates were placed in either plastic bags or plastic jars and fixed. Fish remained in the formalin solution for up to a week before being placed in freshwater for at least two days. After rinsing, the fish were transferred to 50% isopropanol or 70% ethanol for preservation. Trawl-caught invertebrates were fixed in 10% buffered formalin-seawater and preserved in 70% ethanol. Larger specimens were placed in plastic bags and frozen. Once in the lab, they were thawed and fixed with 10% buffered-formalin solution. Large specimens with tumors, fin erosion, or lesions were fixed in the field with formalin. Small invertebrates (nudibranchs) were kept cold in seawater and returned alive to the lab for identification. Large specimens and colorful species were photographed in the field for documentation. More specifics on field and laboratory procedures are in the Field Operations Manuals of Bight94, Bight98 (Southern California Bight 1998 Regional Marine Monitoring Survey (Bight'98) Steering Committee 1998), and Bight03 (Bight'03 Field Sampling & Logistics Committee 2003). |  |  | 11/14/2018 10:00:08 AM
763027 | SCCP_RS_GRAINSZ | Sediment Grain Size Analysis for the SCCWRP 1985 and 1990 Surveys | 11NPSWRD_WQX | Sediment grain size for the Southern California Coastal Water Research Project (SCCWRP) 1985 and 1990 Reference Surveys was analyzed as follows. The sample was thoroughly homogenized by stirring or shaking. Approximately 20-40 g was sub-sampled and placed in a 1000 ml beaker or flask. For sandy sediments, more was used (about 40 g): for finer sediments less was used (about 20 g). Twenty-five ml of 10% hydrogen peroxide was added to digest organic material. When frothing ceased, an additional 10 ml hydrogen peroxide was added and the sample was boiled to remove any excess hydrogen peroxide. Care was taken to avoid boiling over the sample. The sample was separated into sand and silt/clay fractions by wet sieving through a 63 um stainless steel sieve. The silt/clay fraction that passed through the sieve was collected and the sand fraction was retained on the sieve. The bottom of the sieve was wrapped with foil to prevent loss of sample, and the sample was dried at 40-50°C. The silt/clay fraction was transferred to a 1000 ml graduated cylinder and allowed to stand until most of the particles had settled (overnight). The water was decanted into 500 ml polypropylene bottles and centrifuged for 20 minutes at 1000 RPM. The clear water from the centrifuged bottles was siphoned off and the remaining fine residue was washed back into the graduated cylinder. Twenty-five ml of 1% Calgon solution was added to the silt/clay fraction to prevent flocculation of the sediment particles. The sample was then adjusted to 1000 ml with distilled water and observed for flocculation. The sample was vigorously mixed and a 25 ml sample was withdrawn from a depth of 20 cm at 20 seconds after the stirring was stopped (silt fraction). The sample and pipette were rinsed with distilled water into the aluminum weighing dish. A 25 ml sample was taken from a depth of 5 cm transferred to a pre-weighed aluminum dish at the times tabulated in the 1981 technical report, ?Procedures For Handling and Chemical Analysis of Sediment and Water Samples,? by R. Plumb. This was the clay fraction. Twenty-five ml of 1% Calgon solution was also dried in a pre-weighed dish to act as a correction factor in the pipette analysis calculations. After the sand fraction was dried, a sieve was placed over a smooth sheet of paper. A 2.5 cm soft bristle paint brush was used to brush the particles across the screen until no fine particles continued to pass through the sieve. The fine particles that passed through the 63 um sieve were dried in a pre-weighed aluminum dish and the dried weight added to the silt fraction. The sieve was inverted and the screen brushed to remove additional sand particles caught in the sieve. The particles were added to the sand dish. Aluminum dishes containing the samples were dried at 50°C and weighed to the nearest 0.0001 g. Silt was calculated as: Silt weight = ([net wt. sample - Calgon correction factor] X 40) + additional silt. Clay was calculated as: Clay weight = (net wt. sample - Calgon correction factor) X 40. The Calgon correction factor was equal to (net weight of 25 ml Calgon) X .025 (ml of Calgon in sample). |  |  | 10/16/2018 6:45:10 PM
530288 | SCDHEC - Fecal | Fecal Coliform Procedure Method Unknown | 21SC60WQ_WQX |  |  |  | 12/31/2015 2:29:05 PM
530289 | SCDHEC - Nitrogen | Addition of TKN and Inorganic nitrogen (nitrate and nitrite) | 21SC60WQ_WQX |  |  |  | 12/31/2015 2:08:44 PM
522183 | SCT-01 | Seneca Cayuga Tribe QAPP | SCEQ |  |  |  | 2/28/2013 5:02:15 PM
109568 | SDDEPTH | SOP Measuring Secchi Disk Depth | 21FLCHDH_WQX |  |  |  | 10/12/2010 12:50:01 PM
1272 | SE-01 | Isotopic Uranium and Radium-226 | USDOE/EML |  |  |  | 8/12/2006 11:50:00 PM
4743 | SE-03 | Americium, Plutonium and Uranium in Water | USDOE/EML | Se-03 ~ DOE EML ; Americium, Plutonium and Uranium in Water |  | https://www.nemi.gov/methods/method_summary/4854/ | 7/31/2013 12:00:00 AM
257370 | SEC-F01 | Secchi Depth | MDE_FIELDSERVICES_WQX |  |  |  | 9/10/2011 3:42:39 PM
257353 | SEC-F01 | Secchi Depth | MDEDAT06_WQX |  |  |  | 12/8/2011 9:44:54 AM
107187 | SECCHI | SECCHI DISK TRANSPARENCY | 11113300 | A SECCHI DISK DEPTH DETERMINATION IS PERFORMED FROM THE SHADY SIDE OF THE BOAT TO MINIMIZE INTERFERENCE FROM SUN GLINT. THE DISK IS LOWERED UNTIL IT DISAPPEARS FROM VIEW AND THE DEPTH IS NOTED. THE DISK IS THEN RAISED UNTIL IT RE-APPEARS AND THAT DEPTH IS NOTED. THE AVERAGE OF THESE TWO DEPTHS IS RECORDED AS THE SECCHI DISK TRANSPARENCY. |  |  | 1/29/2018 11:00:00 AM
111264 | SECCHI | Secchi | 21FLLOX_WQX |  |  |  | 12/4/2018 3:04:35 PM
131299 | SECCHI | Secchi disk | 21FLEECO_WQX |  |  |  | 12/4/2018 11:27:18 AM
109870 | SECCHI | Depth, Secchi disk depth | CHNEPMP_WQX |  |  |  | 12/13/2018 11:20:40 AM
529863 | Secchi | Secchi in m | 21SC60WQ_WQX |  |  |  | 11/5/2018 12:58:24 PM
511166 | Secchi | Secchi | INSTOR_WQX |  |  |  | 6/28/2018 1:47:41 PM
540113 | SECCHI | Light Penetration | 21FLHILL_WQX |  |  |  | 4/23/2014 9:28:24 AM
532555 | SECCHI | Secchi Depth Determination | USVIST_WQX |  |  |  | 12/12/2013 10:17:50 AM
532550 | SECCHI | Depth, Secchi disk depth | 21KAN001_WQX | Handbook of Common Methods in Limnology, Pg. 22 |  |  | 1/30/2018 9:37:48 AM
532543 | SECCHI | DEPTH, SECCHI DISK DEPTH | 21NYDECA_WQX | Added 10/30/2013 |  |  | 3/8/2016 5:41:55 PM
262265 | SECCHI | Secchi Depth Protocol | 21FLPNS_WQX |  |  |  | 11/23/2016 9:57:22 AM
225990 | SECCHI | Secchi Depth Measurement | 21FLBFA_WQX |  |  |  | 11/20/2018 11:29:36 AM
447474 | SECCHI | Tyler, John. 1968. The secchi disk, Limnology and Oceanograpy, 13(1):1-6. | 21VASWCB |  |  |  | 2/18/2019 9:01:42 AM
743691 | SECCHI CAST | SECCHI CAST | AKDECAKMAP | Secchi disk method, descended into water column, used to measure depth |  |  | 3/20/2018 3:02:34 PM
109940 | SECCHI DISK | Secchi Disk Depth | CAPECRD_WQX |  |  |  | 12/17/2018 1:29:52 PM
732277 | Secchi Disk | Secchi Depth | STANDLEY | Water Clarity |  |  | 6/30/2016 7:28:24 PM
550827 | SECCHI-SCOPE | SECCHI DISK TRANSPARENCY USING A SCOPE | 11113300 | A SECCHI DISK DEPTH DETERMINATION IS PERFORMED FROM THE SHADY SIDE OF THE BOAT USING A VIEWSCOPE TO MINIMIZE INTERFERENCE FROM SUN GLINT. THE DISK IS LOWERED UNTIL IT DISAPPEARS FROM VIEW AND THE DEPTH IS NOTED. THE DISK IS THEN RAISED UNTIL IT RE-APPEARS AND THAT DEPTH IS NOTED. THE AVERAGE OF THESE TWO DEPTHS IS RECORDED AS THE SECCHI DISK TRANSPARENCY. |  |  | 1/29/2018 11:00:12 AM
744728 | SECCHI_DEPTH_WQX | Secchi disk depth measurement | 21COL001_WQX | The average of the depths where the secchi disk disappears and reappears |  |  | 5/15/2018 3:02:05 PM
291006 | SECN_GRAIN | Grain Size Determination | 11NPSWRD_WQX | Silt-clay will be determined for sediment collected from each station by the differentiation of whole sediment into two fractions: that which passes through a 63-um sieve (silt-clay), and that which is retained on the screen (sands/gravel). The results will be expressed as percent silt-clay. The procedures to be used should be based on those developed for EMAP-E and described in 'EMAP Estuaries Laboratory Methods Manual Volume 1- Biological and Physical Analyses' (U.S. EPA, 1995). |  |  | 1/17/2012 9:48:32 AM
291003 | SECN_HYDROLAB | Hydrolab Quanta Model | 11NPSWRD_WQX | A Quanta model Hydrolab will be used to collect temperature, salinity, pH, dissolved oxygen and conductivity values for various water column profiles at each station. Hydrographic profiles will be determined from the surface to 100 m in depth or to the water's bottom at a depth less than 100 m. |  |  | 1/17/2012 9:48:10 AM
291002 | SECN_SECCHDEPTH | Secchi Disk Depth | 11NPSWRD_WQX | The Secchi disk depth is used to indicate water clarity and to derive the extinction coefficient of incident light penetration through the water column. Secchi depths (to the nearest 0.1 m) will be recorded at each station using a solid white, 30-cm disk. Surface water conditions (glare and waves) are the main source of inaccuracy in Secchi depth readings. To help reduce sources of error, all field crew will be trained to conduct Secchi depth readings using the same procedure. If surface conditions are not optimal, the reading will not be recorded or will be recorded as an estimate. |  |  | 1/17/2012 9:48:10 AM
291010 | SECN_SED_QA | Standard Methods for Quality Assurance During Lab Analyses | 11NPSWRD_WQX | Section 6.5 describes the standard quality assurance methodologies used (by instrument), including sample blanks, spiked blanks, matrix spikes, matrix spike duplicates and sample re-analysis. |  |  | 1/17/2012 9:48:07 AM
291004 | SECN_TDN | Total Dissolved Nitrogen | 11NPSWRD_WQX | This method is a persulfate oxidation technique for nitrogen and phosphorus where, under initially alkaline conditions, nitrate is the sole nitrogen product. Digested samples are passed through a granulated copper-cadmium column to reduce nitrate to nitrite. The nitrite is then determined by diazotizing with sulfanilamide and coupling with N-1-naphthylethylenediamine dichloride to form a colored azo dye. Color is proportional to nitrogen concentration. |  |  | 1/17/2012 9:48:14 AM
291005 | SECN_TDP | Total Dissolved Phosphorous | 11NPSWRD_WQX | This method is a persulfate oxidation technique for nitrogen and phosphorus where, under initially alkaline conditions nitrate is the sole nitrogen product. Phosphate is the sole phosphorus product after acidic conditions are achieved following further autodecomposition of the persulfate in the heated oxidation tubes. Ammonium molybdate and antimony potassium tartrate react in an acid medium with dilute solutions of phosphorus to form an antimony-phospho-molybdate complex which is reduced to an intensely blue-colored complex by ascorbic acid. Color is proportional to phosphorus concentration. |  |  | 1/17/2012 9:48:14 AM
109958 | SEC_DERIV_UV | Second Derivative Spectroscopy | 21IOWA_WQX | Citation: Nitrate and Organic N Analysis using Second Derivative Spectroscopy. Limnology and Oceanography: Volume:37: 907-913: 1992. Comments: |  |  | 12/22/2014 11:34:36 AM
557482 | SEC_DERIV_UV | Second Derivative Spectroscopy | WQXTEST | Citation: Nitrate and Organic N Analysis using Second Derivative Spectroscopy. Limnology and Oceanography: Volume:37: 907-913: 1992. Comments: |  |  | 11/6/2014 11:14:31 AM
740893 | SED09 | SED09 | AZDEQ_SW |  |  |  | 11/8/2017 2:50:01 PM
740857 | SED10 | SED10 | AZDEQ_SW |  |  |  | 11/10/2017 2:37:44 PM
740890 | SED16 | SED16 | AZDEQ_SW |  |  |  | 11/10/2017 2:13:37 PM
505543 | SEDAVS | Sediment Acid Volatile Sulfides | TESTGCSWQX |  |  |  | 7/1/2012 6:38:10 PM
505749 | SEDAVS | Sediment Acid Volatile Sulfides | HI301H_WQX |  |  |  | 7/20/2012 9:39:16 PM
110877 | SEDIMENT CHEM | Sediment chemistry | 21CAOCSD_WQX |  |  |  | 2/22/2013 12:00:22 PM
744422 | SEDMT-TC | Sediment Total Carbon | AKDECAKMAP |  |  |  | 3/20/2018 3:26:32 PM
732123 | SED_10D_SURV | Sediment bioassay 10-day survival | EPA_GLNPO |  |  |  | 4/19/2016 12:40:41 PM
565375 | SED_TOX_Chir10 | 10-Day Chironomus dilutus whole sediment toxicity test | EPA_R7_WQX | Based on procedures outlined in U.S. EPA Method, EPA/600/R-99/064 Methods for Measuring the Toxicity and Bioaccumulation of Sediment-Associated Contaminants with Freshwater Invertebrates, Second Edition and American Society for Testing and Materials (ASTM) 1706-95B, Standard Test Methods for Measuring the Toxicity of Sediment Associated Contaminants with Freshwater Invertebrates (ASTM 2000). |  |  | 9/21/2015 11:24:30 AM
565376 | SED_TOX_hyal10 | 10-Day Hyalella azteca whole sediment toxicity test | EPA_R7_WQX | Based on procedures outlined in U.S. EPA Method, EPA/600/R-99/064 Methods for Measuring the Toxicity and Bioaccumulation of Sediment-Associated Contaminants with Freshwater Invertebrates, Second Edition and American Society for Testing and Materials (ASTM) 1706-95B, Standard Test Methods for Measuring the Toxicity of Sediment Associated Contaminants with Freshwater Invertebrates (ASTM 2000). |  |  | 9/21/2015 11:24:31 AM
291035 | see comments | REGRAVAN | SDDENR_WQX |  |  |  | 4/25/2012 5:08:42 PM
291034 | see commetns | REGRAVAN | SDDENR_WQX |  |  |  | 4/25/2012 5:08:41 PM
740919 | See QA Plan | See QA Plan for this Project | NJDEP_BEARS |  |  |  | 8/8/2017 11:27:05 AM
66647 | See QA Plan | See QA Plan for this Project | BTMUA |  |  |  | 12/14/2018 10:11:41 AM
109791 | See QA Plan | See QA Plan for this Project | NJDEPVMG |  |  |  | 2/7/2012 1:08:55 PM
107215 | See QA Plan | See QA Plan for this Project | MCHD |  |  |  | 2/20/2018 5:20:54 PM
109832 | See QA Plan | See QA Plan for this Project | URWA |  |  |  | 2/7/2012 1:10:13 PM
213092 | See QA Plan | See QA Plan for this Project | EPA_REGION_2 |  |  |  | 9/16/2015 1:40:24 PM
109804 | See QA Plan | See QA Plan for this Project | GSWA |  |  |  | 2/8/2012 10:51:33 AM
109831 | See QA Plan | See QA Plan for this Project | SBMWA |  |  |  | 8/8/2012 7:29:29 PM
532505 | See QA Plan | See QA Plan for this Project | DRBC |  |  |  | 12/11/2014 2:01:37 PM
532785 | See QA Plan | See QA Plan for this Project | NJDEP_DSREH |  |  |  | 6/21/2017 3:57:09 PM
213403 | See QA Plan | See QA Plan for this Project | MRWA |  |  |  | 2/8/2012 10:47:09 AM
109833 | See QA Plan | See QA Plan for this Project | NJDEPNJWAP |  |  |  | 11/30/2010 10:39:37 AM
109792 | See QA Plan | See QA Plan for this Project | SBWA |  |  |  | 2/7/2012 1:09:50 PM
561756 | SEM | Soluble Exchangeable Metals | R10MIDNITE |  |  |  | 4/1/2015 6:25:47 PM
733207 | SEM | Simultaneously Extracted Metals | WQXTEST | Acid Volatile Sulfide/Simultaneously Extracted Metals (AVS/SEM) | Final |  | 6/13/2017 2:39:31 PM
530357 | SEMIVOLATILE | Semivolatile compound analysis by unspecified method | MNPCA_AGW |  |  |  | 3/1/2018 11:03:08 AM
762685 | SEMN | SOUTHEAST MONITORING NETWORK | TDECWR_WQX | Appendix F. URL: https://www.tn.gov/content/dam/tn/environment/water/documents/DWR-PAS-P-01-Quality_System_SOP_for_Macroinvertebrate_Stream_Surveys-081117.pdf |  |  | 9/20/2018 1:19:03 PM
734228 | SFAN_4500-P-E | Phosphorus by Ascorbic Acid - Manual Single Reagant 2011 Update | 11NPSWRD_WQX | American Public Health Association; 1998; Standard Methods for the Examination of Water and Wastewater, 20th Edition.; American Public Health Association; 20th Edition |  |  | 3/7/2017 5:05:24 PM
532296 | SFAN_GAGE_FLOW | Discharge from Automatic Gage and Rating Curve | 11NPSWRD_WQX | Fong, D.; 2006; San Francisco Bay Area Network Freshwater Dynamics Monitoring Protocol; National Park Service; Vol. 1 |  |  | 3/7/2017 5:02:34 PM
532293 | SFAN_PORE_WQ_GEN | General Water Quality Procedures | 11NPSWRD_WQX | See Methods sections for basic description of protocol employed in collecting core parameters and laboratory samples. For most parameters, differences from I&M protocol is methodological and does not include QA/QC methods. Ketcham, B.J.; November 2001; Point Reyes National Seashore - Water Quality Monitoring Report: May 1999-May 2001; National Park Service, Point Reyes National Seashore; 188p |  |  | 3/3/2015 2:07:48 PM
532294 | SFAN_SOP_5 | Field Methods for Measurement of Core Parameters | 11NPSWRD_WQX | The procedures in this SOP describe methods to be used to collect: 1) water temperature, 2) conductance, 3) pH, and 4) dissolved oxygen. |  |  | 4/24/2018 9:28:51 AM
562919 | SFAN_SOP_8 | Field and Laboratory Methods for Sediment | 11NPSWRD_WQX | Cooprider, M.; 2005; San Francisco Bay Area Network Freshwater Quality Monitoring Network: Protocol Narrative, v.2.01; National Park Service, San Francisco Bay Area Network, CA.; 51 pgs. Plus append. |  |  | 3/7/2017 4:59:58 PM
532295 | SFAN_SOP_9 | Field Methods for Flow Measurements | 11NPSWRD_WQX | Flow measurements using Marsh-McBirney electromagnetic, Swoffer, Price or Pygmy AA flow meters. |  |  | 4/24/2018 9:28:51 AM
2820 | SFSAS_1 | Total Organic Carbon in Sediment | USEPA |  |  |  | 8/12/2006 11:50:00 PM
2821 | SFSAS_10 | Phenols in Sediment | USEPA |  |  |  | 8/12/2006 11:50:00 PM
2822 | SFSAS_11 | Mercury in Sediment | USEPA |  |  |  | 8/12/2006 11:50:00 PM
2823 | SFSAS_12 | Mercury in Fish | USEPA |  |  |  | 8/12/2006 11:50:00 PM
2824 | SFSAS_13 | Metals in Sediment | USEPA |  |  |  | 8/12/2006 11:50:00 PM
2825 | SFSAS_14 | Metals in Fish | USEPA |  |  |  | 8/12/2006 11:50:00 PM
2826 | SFSAS_15 | Arsenic and Selenium in Sediment | USEPA |  |  |  | 8/12/2006 11:50:00 PM
2827 | SFSAS_16 | Organics in Sediment | USEPA |  |  |  | 8/12/2006 11:50:00 PM
2828 | SFSAS_17 | Ethylene Glycol in Water | USEPA |  |  |  | 8/12/2006 11:50:00 PM
2829 | SFSAS_18 | Total Organic Carbon in Water | USEPA |  |  |  | 8/12/2006 11:50:00 PM
2830 | SFSAS_19 | Total Organic Carbon in Sediment | USEPA |  |  |  | 8/12/2006 11:50:00 PM
2831 | SFSAS_2 | PCBs in Transformer Fluid and Waste Oil | USEPA |  |  |  | 8/12/2006 11:50:00 PM
2832 | SFSAS_20 | Total Phosphates in Water | USEPA |  |  |  | 8/12/2006 11:50:00 PM
2833 | SFSAS_21 | Soil Volume by Volumetric Method | USEPA |  |  |  | 8/12/2006 11:50:00 PM
2834 | SFSAS_22 | Soil Volume by Displacement Method | USEPA |  |  |  | 8/12/2006 11:50:00 PM
2835 | SFSAS_23 | Flow of Water Through Soil | USEPA |  |  |  | 8/12/2006 11:50:00 PM
2836 | SFSAS_24 | Permeability of Cohesionless Soil | USEPA |  |  |  | 8/12/2006 11:50:00 PM
2837 | SFSAS_25 | Permeability of Soil | USEPA |  |  |  | 8/12/2006 11:50:00 PM
2838 | SFSAS_26 | Permeability of Soil with Back Pressure | USEPA |  |  |  | 8/12/2006 11:50:00 PM
2839 | SFSAS_27 | Permeability of Soil with Consolidometer | USEPA |  |  |  | 8/12/2006 11:50:00 PM
2840 | SFSAS_28 | Permeability of Soil Using Constant-Head | USEPA |  |  |  | 8/12/2006 11:50:00 PM
2841 | SFSAS_29 | Organics in Biological Tissue | USEPA |  |  |  | 8/12/2006 11:50:00 PM
2842 | SFSAS_3 | Chlorinated Pesticides in Sediments | USEPA |  |  |  | 8/12/2006 11:50:00 PM
2843 | SFSAS_4 | Chlorinated Pesticides in Fish | USEPA |  |  |  | 8/12/2006 11:50:00 PM
2844 | SFSAS_5 | Purgeable Organics in Fish | USEPA |  |  |  | 8/12/2006 11:50:00 PM
2845 | SFSAS_6 | Organics in Fish | USEPA |  |  |  | 8/12/2006 11:50:00 PM
2846 | SFSAS_7 | Purgeable Organics in Sediment | USEPA |  |  |  | 8/12/2006 11:50:00 PM
2847 | SFSAS_8 | Cyanide in Sediment | USEPA |  |  |  | 8/12/2006 11:50:00 PM
2848 | SFSAS_9 | Cyanide in Fish | USEPA |  |  |  | 8/12/2006 11:50:00 PM
532100 | SFSU-RTC-B | SFSU-RTC BLAA MNo G-177-96 | CEDEN |  |  |  | 9/28/2013 2:14:00 PM
743332 | SFWMD 3120 | SFWMD 3120 | 21FLSFWM_WQX | http://publicfiles.dep.state.fl.us/DEAR/WIN/MDQS/Approved_Methods/SFWMD 3120.pdf |  |  | 11/30/2018 3:20:25 PM
742604 | SFWMD 3120 | SFWMD 3120 | WQXTEST |  |  |  | 10/29/2017 4:32:33 PM
743335 | SFWMD 3170 | SFWMD 3170 | 21FLSFWM_WQX | http://publicfiles.dep.state.fl.us/DEAR/WIN/MDQS/Approved_Methods/SFWMD 3170.pdf Analysis conducted using an EnviroLogix ELISA kit to report Microcystin-LR (equivalent). This is the sum of Microcystin LR, Microcystin LA , Microcystin RR, Microcystin YR, and Nodularin in the sample. |  |  | 11/30/2018 3:23:18 PM
743334 | SFWMD FSQM | SFWMD FSQM | 21FLSFWM_WQX | http://publicfiles.dep.state.fl.us/DEAR/WIN/MDQS/Approved_Methods/SFWMD FSQM.pdf |  |  | 11/30/2018 3:20:10 PM
742401 | SFWMD FSQM | SFWMD FSQM | WQXTEST |  |  |  | 10/29/2017 4:32:32 PM
764487 | SFWMD-FSQM | SFWMD-FSQM | 21FLSFWM_WQX |  |  |  | 1/31/2019 9:16:52 AM
764486 | SFWMD3120 | SFWMD3120 | 21FLSFWM_WQX |  |  |  | 1/30/2019 10:46:37 AM
764580 | SFWMD3120.1 | SFWMD3120.1 | 21FLSFWM_WQX |  |  |  | 1/31/2019 9:16:55 AM
507946 | SFWMDSOP3120.1 | SFWMDSOP3120.1 | 21FLSFWM_WQX |  |  |  | 1/30/2019 3:16:11 PM
740883 | SHC02 | SHC02 | AZDEQ_SW |  |  |  | 11/10/2017 2:37:44 PM
511165 | SHELLFISH WIND SPEED | DETERMINING WIND SPEED | 11113300 | WIND SPEED IS ESTIMATED USING A KESTREL POCKET WIND METER OR EQUIVALENT. AFTER MEASURING FOR 30 SECONDS THE AVERAGE WIND SPEED IS RECORDED AS CALM, 0-5 MPH, 5-10 MPH, OR >10 MPH. |  |  | 7/1/2014 1:59:34 PM
257354 | SHELLFISH-01 | Hydrolab Quantas | MDEDAT07_WQX |  |  |  | 1/11/2019 10:39:31 AM
743194 | SHEN_UVA_%_IBD | Percent Ion Balance Difference-Paulsen | 11NPSWRD_WQX | % IBD is calculated by the following formula per Paulsen, 1997 (p. 72-73) with all in µeq/L: % IBD=((sum of cations-sum of anions-ANC)/(ANC+sum of anions+sum of cations+2[H+]))x100 Where: sum of anions=[Cl-]+[NO3-]+[SO42-] and sum of cations=[Na+]+[K+]+[Ca2+]+[Mg2+]+[NH4+] Steve Paulsen; 1997; Environmental Monitoring and Assessment Program: Integrated Quality Assurance Project Plan for Surface Waters Research Activities; U.S. Environmental Protection Agency: Office of Research and Development; n/a |  |  | 1/10/2018 9:16:37 AM
743195 | SHEN_UVA_%_SCD | Percent Specific Conductance Difference-Paulsen | 11NPSWRD_WQX | %SCD is calculated by the following formula per Paulsen, 1997: %SCD=((measured specific cond - calculated specific cond)/measured specific cond)x100 Using values in Tables 7-3 and 7-4 on page 73 of Paulsen, 1997 for calculating the specific cond. where: 1) Bicarbonate = ANC + [H+] (If this value is negative, it is changed to zero), 2) Carbonate is not included in the calculation of specific conductance Steve Paulsen; 1997; Environmental Monitoring and Assessment Program: Integrated Quality Assurance Project Plan for Surface Waters Research Activities; U.S. Environmental Protection Agency: Office of Research and Development; n/a |  |  | 1/10/2018 9:16:37 AM
743196 | SHEN_UVA_AL_FIA | Flow Injection Analysis by Lachat QuikChem for Monomeric Aluminum | 11NPSWRD_WQX | Flow injection analysis of monomeric aluminum using Lachat QuikChem 8500 Series 2 - Method 10-113-34-1-B: Pyrocatechol violet reactive method with detection at 580 nm James Welch; 02 Jan 2013 (rev.); Determination of Non-Exchangeable Reactive Aluminum in Waters by Flow Injection Analysis: QuikChem Method 10-113-34-1-B; Lachat Instruments; 10-113-34-1-B |  |  | 1/10/2018 9:16:37 AM
743166 | SHEN_UVA_AL_TCON | Colorimetric procedure for monomeric aluminum using the Technicon Autoanalyzer II | 11NPSWRD_WQX | Colorimetric detection of monomeric aluminum with open-system samples by pyrocatechol violet technique with the Technicon Autoanalyzer II. McAvoy, D.C. et al.; March-April 1992; Comparison between Pyrocatechol Violet and 8-Hydroxyquinoline Procedures for Determining Aluminum Fractions; Soil Science Society of America Journal; 56 #2: p. 449-455 |  |  | 1/10/2018 11:16:03 AM
743153 | SHEN_UVA_ANC_2PT_MAN | 2-point manual titration with pH meter and electrode | 11NPSWRD_WQX | Two-point Gran titration with 100 ml open-system samples and 0.005 N HCl titrant. Titration endpoints were approximately pH 4.5 and 4.2 (un-stirred). Within-aliquot stability (<= 0.01 units/min.) was obtained for endpoint determinations. Samples were manually swirled to mix titrant. American Public Health Association (APHA); 1985; Method 403: Alkalinity - Standard Methods for the Examination of Water and Wastewater; New York: American Public Health Association; 16th Edition |  |  | 1/10/2018 11:13:57 AM
743183 | SHEN_UVA_ANC_PH_M809 | ANC and pH with the Metrohm 809 titration system | 11NPSWRD_WQX | Open-air, unstirred pH measurement and open-air, stirred ANC (Acid Neutralizing Capacity) Gran titration using Metrohm 809 titration system USEPA; 1987; Handbook of Methods for Acid Deposition Studies: Laboratory Analysis for Surface Water Chemistry.; USEPA; EPA 600/4-87-026 |  |  | 1/10/2018 11:21:13 AM
743158 | SHEN_UVA_ANIONS_IC | Ion chromotography with the Dionex Model 14 IC for SO4, Cl, NO3 | 11NPSWRD_WQX | Dionex Model 14 Ion Chromatograph; HPIC AS14 Separator Column; HPIC AG14 Guard Column; AMMS Anion Micro-Membrane Suppressor. Simultaneous determination by ion chromatography. Injection volume: 200 μl. Eluent: 1.5 mL 4.8 mM Na2CO3/0.6mM NaHCO3/minute. Regenerant: 3-4 ml 0.035 N H2SO4/minute. U.S. EPA Office of Ground Water and Drinking Water/Technical Support Center; 1997; Methods for the Determination of Organic and Inorganic Compounds in Drinking Water, Volume 1 (EPA/815-R-00-014): EPA Method 300.1: Determination of Inorganic Anions in Drinking Water by Ion Chromatography; U.S. EPA; EPA/815-R-00-014 |  |  | 1/10/2018 11:13:57 AM
743155 | SHEN_UVA_CATIONS_AA | Atomic absorption analysis with the Thermo Jarrell Ash Model Smith-Hieftje 22 for Ca, Mg, Na, K | 11NPSWRD_WQX | Thermo Jarrell Ash AA/AE Spectrophotometer Model Smith-Hieftje 22. Flame atomic absorption spectro-photometry. Li/La added to aliquot. U.S. EPA National Exposure Research Laboratory (NERL) [formerly EMSL]; 1971, Rev. 1974; Methods for the Chemical Analysis of Water and Wastes (MCAWW) (EPA/600/4-79/020): Calcium by Flame AA (Method 215.1), Magnesium by Flame AA (Method 242.1), Potassium by Flame AA (Method 258.1), Sodium by Flame AA (Method 273.1); U.S. EPA; EPA/600/4-79/020 |  |  | 1/10/2018 11:13:57 AM
743169 | SHEN_UVA_CL_TCON | Colorimetric procedure for chloride using the Technicon Autoanalyzer II | 11NPSWRD_WQX | Technicon Industrial Systems; 1976a; Chloride: Technicon Auto-Analyzer II with modified manifold. Standard ferricyanide method modified for low levels.; Technicon Instruments Corporation; |  |  | 1/9/2018 6:33:34 PM
743174 | SHEN_UVA_CND_2PTTCAA | Calculated conductivity from manual titration, anions by TC, and Cations by AA | 11NPSWRD_WQX | Using conductance factors found in Table 4, page A-13 of Morrison, 1991, sum the contributions from: OH-, H+, HCO3-, Ca2+, Mg2+, Na+, K+, NO3-, SO42-, Cl-. Assume HCO3- = ANC; except when ANC is negative, then assume HCO3- is zero. For values of *Non-detect: substitute 0.5 × MDL. For values of *Present <QL: substitute 0.5 × (MDL + LQL). Steve Paulsen; 1997; Environmental Monitoring and Assessment Program: Integrated Quality Assurance Project Plan for Surface Waters Research Activities; U.S. Environmental Protection Agency: Office of Research and Development; n/a |  |  | 1/10/2018 11:22:57 AM
743162 | SHEN_UVA_CND_2PT_IC1 | calculated conductivity by manual titration, IC#1, and AA | 11NPSWRD_WQX | Using conductance factors found in Table 4, page A-13 of Morrison, 1991, sum the contributions from: OH-, H+, HCO3-, Ca2+, Mg2+, Na+, K+, NO3-, SO42-, Cl-. Assume HCO3- = ANC; except when ANC is negative, then assume HCO3- is zero. For values of *Non-detect: substitute 0.5 × MDL. For values of *Present <QL: substitute 0.5 × (MDL + LQL). Steve Paulsen; 1997; Environmental Monitoring and Assessment Program: Integrated Quality Assurance Project Plan for Surface Waters Research Activities; U.S. Environmental Protection Agency: Office of Research and Development; n/a |  |  | 1/10/2018 11:13:57 AM
743192 | SHEN_UVA_CND_2PT_IC2 | calculated conductivity by manual titration and IC#2 | 11NPSWRD_WQX | Using conductance factors found in Table 4, page A-13 of Morrison, 1991, sum the contributions from: OH-, H+, HCO3-, Ca2+, Mg2+, Na+, K+, NH4+, NO3-, SO42-, Cl-. Assume HCO3- = ANC; except when ANC is negative, then assume HCO3- is zero. For values of *Non-detect: substitute 0.5 × MDL. For values of *Present <QL: substitute 0.5 × (MDL + LQL). Steve Paulsen; 1997; Environmental Monitoring and Assessment Program: Integrated Quality Assurance Project Plan for Surface Waters Research Activities; U.S. Environmental Protection Agency: Office of Research and Development; n/a |  |  | 1/10/2018 9:15:31 AM
743185 | SHEN_UVA_CND_MET_IC2 | calculated conductivity by Metrohm and IC#2 | 11NPSWRD_WQX | Using conductance factors found in Table 4, page A-13 of Morrison, 1991, sum the contributions from: OH-, H+, HCO3-, Ca2+, Mg2+, Na+, K+, NH4+, NO3-, SO42-, Cl-. Assume HCO3- = ANC; except when ANC is negative, then assume HCO3- is zero. For values of *Non-detect: substitute 0.5 × MDL. For values of *Present <QL: substitute 0.5 × (MDL + LQL). Steve Paulsen; 1997; Environmental Monitoring and Assessment Program: Integrated Quality Assurance Project Plan for Surface Waters Research Activities; U.S. Environmental Protection Agency: Office of Research and Development; n/a |  |  | 1/10/2018 11:21:13 AM
743175 | SHEN_UVA_CNR_2PTTCAA | ratio of conductivity by UVA_CND_2PTTCAA to measured conductivity | 11NPSWRD_WQX | Conductivity ratio = calculated conductivity / measured conductivity (in uS/cm at 25 degrees C) Steve Paulsen; 1997; Environmental Monitoring and Assessment Program: Integrated Quality Assurance Project Plan for Surface Waters Research Activities; U.S. Environmental Protection Agency: Office of Research and Development; n/a |  |  | 1/10/2018 11:22:57 AM
743163 | SHEN_UVA_CNR_2PT_IC1 | ratio of conductivity by UVA_CND_2PT_IC1 to measured conductivity | 11NPSWRD_WQX | Conductivity ratio = calculated conductivity / measured conductivity (in uS/cm at 25 degrees C) Steve Paulsen; 1997; Environmental Monitoring and Assessment Program: Integrated Quality Assurance Project Plan for Surface Waters Research Activities; U.S. Environmental Protection Agency: Office of Research and Development; n/a |  |  | 1/10/2018 11:13:57 AM
743193 | SHEN_UVA_CNR_2PT_IC2 | ratio of conductivity by UVA_CND_2PT_IC2 to measured conductivity | 11NPSWRD_WQX | Conductivity ratio = calculated conductivity / measured conductivity (in uS/cm at 25 degrees C) Steve Paulsen; 1997; Environmental Monitoring and Assessment Program: Integrated Quality Assurance Project Plan for Surface Waters Research Activities; U.S. Environmental Protection Agency: Office of Research and Development; n/a |  |  | 1/10/2018 9:15:31 AM
743186 | SHEN_UVA_CNR_MET_IC2 | ratio of conductivity by UVA_CND_MET_IC2 to measured conductivity | 11NPSWRD_WQX | Conductivity ratio = calculated conductivity / measured conductivity (in uS/cm at 25 degrees C) Steve Paulsen; 1997; Environmental Monitoring and Assessment Program: Integrated Quality Assurance Project Plan for Surface Waters Research Activities; U.S. Environmental Protection Agency: Office of Research and Development; n/a |  |  | 1/10/2018 11:21:13 AM
743177 | SHEN_UVA_CON_VWR_MAN | Conductivity procedure using a VWR-brand NIST traceable digital conductivity meter w/ ATC | 11NPSWRD_WQX | VWR-brand (manufactured by Control Company) NIST Traceable digital conductivity meter with automatic temperature compensation to 25 degrees C. Digital meter and conductivity probe. Readings obtained at ambient lab temperature (about 23 deg. C). American Public Health Association (APHA); 2005; Method 2510: Conductivity - Standard Methods for the Examination of Water and Wastewater; New York: American Public Health Association; 21st Edition |  |  | 1/10/2018 11:14:14 AM
743157 | SHEN_UVA_CON_YSI_MAN | Conductivity procedure using a YSI-brand conductivity meter | 11NPSWRD_WQX | Conductivity measurement using YSI Model 31 conductivity bridge American Public Health Association (APHA); 2005; Method 2510: Conductivity - Standard Methods for the Examination of Water and Wastewater; New York: American Public Health Association; 21st Edition |  |  | 1/10/2018 11:13:57 AM
743167 | SHEN_UVA_DOHR_DC80 | Dissolved Organic Carbon by Dohrmann DC-80 | 11NPSWRD_WQX | Dohrmann DC-80 TOC Analyzer. Ultra-violet promoted persulfate oxidation technique followed by infrared detection. External sparging is used to remove inorganic carbon. EPA Document #: EPA/600/R-05/055; 2003; EPA Method 415.3: Determination of Total Organic Carbon and Specific UV Absorbance at 254 nm in Source Water and Drinking Water; US EPA; Revision 1.0 |  |  | 1/10/2018 11:16:56 AM
743233 | SHEN_UVA_FLD_PH_MAN | pH meter with electrode for manual field pH measurement | 11NPSWRD_WQX | Potentiometric measurement with open-system unstirred samples. Within-aliquot stability (<= 0.01 units/min.) and sequential-aliquot agreement (<= 0.03 units difference) obtained for all readings. American Public Health Association (APHA); 1998; Method 4500-H+B: pH Value in Water by Potentiometry - Standard Methods for the Examination of Water and Wastewater; New York: American Public Health Association; 20th Edition |  |  | 1/10/2018 11:14:13 AM
743176 | SHEN_UVA_FLOWMATE2K | Flowmate 2000 velocity measurement | 11NPSWRD_WQX | Marsh-McBirney Flowmate 2000 velocity flowmeter using electromagnetic velocity measurement set to 20 second averaging and units of feet per second. Unknown; 19--; No Cite - Method Not Cited; Unknown; Vol -- |  |  | 1/10/2018 9:16:49 AM
743179 | SHEN_UVA_FLOWMETER | measure stream velocity with generic flowmeter | 11NPSWRD_WQX | Unknown; 19--; No Cite - Method Not Cited; Unknown; Vol -- |  |  | 1/9/2018 6:39:15 PM
743201 | SHEN_UVA_FLOWTRACKER | discharge velocity by Sontek Flowtracker | 11NPSWRD_WQX | USGS calculation method; 40 second averaging; 0.6 depth method, except in deep water. Unknown; 19--; No Cite - Method Not Cited; Unknown; Vol -- |  |  | 1/10/2018 9:20:03 AM
743202 | SHEN_UVA_HG_TEKRAN | Total Hg by Tekran 2600 Cold Vapor Atomic Fluorescence Spectrophotometer | 11NPSWRD_WQX | Cold Vapor Atomic Fluorescence Spectrophotemeter (CVAFS) USEPA; 2002; Method 1631, rev E: Mercury in Water by Oxication, Purge and Trap, and Cold Vapor Atomic Fluorescence Spectrometry.; USEPA; EPA 821-R-02-019 |  |  | 1/10/2018 9:21:09 AM
743184 | SHEN_UVA_IONS_IC | Ion chromatography with Dionex ICS-3000 for Cl, NO3, SO4 & Ca, K, Mg, Na, NH4 | 11NPSWRD_WQX | Quantification of anions (Cl, NO3, SO4) and cations (Ca, K, Mg, Na, NH4) using Dionex ICS-3000 with Chromeleon software. Anions: U.S. EPA Cations: ASTM International; An:1997 Cat:2003; Anions: EPA Method 300.1: Determination of Inorganic Anions in Drinking Water by Ion Chromatography. Cations: ASTM Method D 6919-03: Determination of Dissolved Alkali and Alkaline Earth Cations and Ammonium in Water and Wastewater by Ion Chromatography.; Anions: EPA/815-R-00-014 Cations: Annual Book of ASTM Standards, Section 11, Water and Environmental Technology; An: V1 Cat: V11.02 |  |  | 1/10/2018 11:21:13 AM
743154 | SHEN_UVA_LAB_PH_MAN | pH meter with electrode for manual lab pH measurement | 11NPSWRD_WQX | Potentiometric measurement with unstirred open-system samples. Within-aliquot stability (<= 0.01 units/min.) and sequential-aliquot agreement (<= 0.03 units difference) obtained for all readings. American Public Health Association (APHA); 1998; Method 4500-H+B: pH Value in Water by Potentiometry - Standard Methods for the Examination of Water and Wastewater; New York: American Public Health Association; 20th Edition |  |  | 1/10/2018 11:13:57 AM
743180 | SHEN_UVA_MANNINGS | Estimate discharge using Mannings equation | 11NPSWRD_WQX | See the SOP Unknown; 19--; No Cite - Method Not Cited; Unknown; Vol -- |  |  | 1/10/2018 9:16:53 AM
743181 | SHEN_UVA_NFILTRESIDU | Non-filterable residue by filtration and drying | 11NPSWRD_WQX | Filtration through glass fiber filter; drying in oven at approx. 105 degrees C. U.S. EPA National Exposure Research Laboratory (NERL) [formerly EMSL]; 1971; Methods for the Chemical Analysis of Water and Wastes (MCAWW) (EPA/600/4-79/020): Non-Filterable Residue (Method 160.2), Volatile Reside (Method 160.4); U.S. EPA; EPA/600/4-79/020 |  |  | 1/10/2018 11:22:55 AM
743165 | SHEN_UVA_NH4_TCON | Colorimetric procedure for ammonium using the Technicon Autoanalyzer II | 11NPSWRD_WQX | Colorimetric detection by Indophenol blue technique. Technicon Industrial Systems; 1973; Ammonium: Technicon Auto-Analyzer II - Indophenol blue technique.; Technicon Instruments Corporation; |  |  | 1/10/2018 11:21:00 AM
743170 | SHEN_UVA_NO3_TCON | Colorimetric procedure for nitrate using the Technicon Autoanalyzer II | 11NPSWRD_WQX | Technicon Industrial Systems; 1972; Nitrate: Technicon Auto-Analyzer II with stock manifold. Standard cadmium reduction technique.; Technicon Instruments Corporation; |  |  | 1/9/2018 6:33:34 PM
743168 | SHEN_UVA_PHOEN_8000 | Dissolved organic carbon by Teledyne-Tekmar Phoenix 8000 TOC Analyzer | 11NPSWRD_WQX | Teledyne-Tekmar Phoenix 8000 TOC Analyzer: Ultra-violet promoted persulfate oxidation technique followed by infrared detection. External sparging is used to remove inorganic carbon. EPA Document #: EPA/600/R-05/055; 2003; EPA Method 415.3: Determination of Total Organic Carbon and Specific UV Absorbance at 254 nm in Source Water and Drinking Water; US EPA; Revision 1.0 |  |  | 1/10/2018 11:21:14 AM
743178 | SHEN_UVA_QBYBUCKET | measure stream discharge with a bucket | 11NPSWRD_WQX | collect all flow in a bucket while measuring the elapsed time. Divide bucket volume in cubic feet by the seconds elapsed to get cubic feet per second. Unknown; 19--; No Cite - Method Not Cited; Unknown; Vol -- |  |  | 1/9/2018 6:38:18 PM
743161 | SHEN_UVA_RAT_2PT_IC1 | sum of anions by IC1 and manual 2-point titration / sum of cations by AA | 11NPSWRD_WQX | see ANIONS_IC, CATIONS_AA IONRATIO=(Cl+NO3+SO4+ANC)/(Ca+Mg+Na+K) For values of *Non-detect: substitute 0.5 × MDL For values of *Present <QL: substitute 0.5 × (MDL + LQL) Unknown; 19--; No Cite - Method Not Cited; Unknown; Vol -- |  |  | 1/10/2018 11:13:57 AM
743190 | SHEN_UVA_RAT_2PT_IC2 | sum of anions by IC2 and manual 2-point titration / sum of cations by IC | 11NPSWRD_WQX | see IONS_IC IONRATIO=(Cl+NO3+SO4+ANC)/(Ca+Mg+Na+K+NH4) For values of *Non-detect: substitute 0.5 × MDL For values of *Present <QL: substitute 0.5 × (MDL + LQL) Unknown; 19--; No Cite - Method Not Cited; Unknown; Vol -- |  |  | 1/10/2018 9:15:30 AM
743187 | SHEN_UVA_RAT_MET_IC2 | IONRATIO by IC2 and Metrohm titration | 11NPSWRD_WQX | see IONS_IC IONRATIO=(Cl+NO3+SO4+ANC)/(Ca+Mg+Na+K+NH4) For values of *Non-detect: substitute 0.5 × MDL For values of *Present <QL: substitute 0.5 × (MDL + LQL) Unknown; 19--; No Cite - Method Not Cited; Unknown; Vol -- |  |  | 1/10/2018 11:21:13 AM
743173 | SHEN_UVA_R_2PT_TC_AA | sum of anions by TC and manual 2-point titration / sum of cations by AA | 11NPSWRD_WQX | see ANIONS_TC, CATIONS_AA IONRATIO=(Cl+NO3+SO4+ANC)/(Ca+Mg+Na+K) For values of *Non-detect: substitute 0.5 × MDL For values of *Present <QL: substitute 0.5 × (MDL + LQL) Unknown; 19--; No Cite - Method Not Cited; Unknown; Vol -- |  |  | 1/9/2018 6:33:34 PM
743159 | SHEN_UVA_SAA_2PT_IC1 | sum of acid anions by IC1 and 2-point manual titration | 11NPSWRD_WQX | see ANIONS_IC Sum of Anions: SAA=Cl+NO3+SO4+ANC For values of *Non-detect: substitute 0.5 × MDL For values of *Present <QL: substitute 0.5 × (MDL + LQL) Unknown; 19--; No Cite - Method Not Cited; Unknown; Vol -- |  |  | 1/10/2018 11:13:57 AM
743191 | SHEN_UVA_SAA_2PT_IC2 | sum of acid anions by IC2 and manual 2-point titration | 11NPSWRD_WQX | see IONS_IC Sum of Anions: SAA=Cl+NO3+SO4+ANC For values of *Non-detect: substitute 0.5 × MDL For values of *Present <QL: substitute 0.5 × (MDL + LQL) Unknown; 19--; No Cite - Method Not Cited; Unknown; Vol -- |  |  | 1/10/2018 9:15:30 AM
743172 | SHEN_UVA_SAA_2PT_TC | sum of acid anions by Technicon and 2-point manual titration | 11NPSWRD_WQX | see TCON_SULFATE, TCON_NITRATE, TCON_CHLORIDE Sum of Anions: SAA=Cl+NO3+SO4+ANC For values of *Non-detect: substitute 0.5 × MDL For values of *Present <QL: substitute 0.5 × (MDL + LQL) Unknown; 19--; No Cite - Method Not Cited; Unknown; Vol -- |  |  | 1/9/2018 6:33:34 PM
743188 | SHEN_UVA_SAA_MET_IC2 | SAA by IC2 and Metrohm titration | 11NPSWRD_WQX | see IONS_IC Sum of Anions: SAA=Cl+NO3+SO4+ANC For values of *Non-detect: substitute 0.5 × MDL For values of *Present <QL: substitute 0.5 × (MDL + LQL) Unknown; 19--; No Cite - Method Not Cited; Unknown; Vol -- |  |  | 1/10/2018 11:21:13 AM
743200 | SHEN_UVA_SALTKRATE | Discharge measurement by constant rate injection of salt in solution | 11NPSWRD_WQX | R.D. (Dan) Moore; Fall 2004; Introduction to Salt Dilution Gauging for Streamflow Measurement Part 2: Constant-rate Injection; Streamline Watershed Management Bulletin; 8(1), 11-15 |  |  | 1/10/2018 9:19:56 AM
743199 | SHEN_UVA_SALTSLUG | Discharge measurement by slug injection of salt in solution | 11NPSWRD_WQX | R.D. (Dan) Moore; Spring 2005; Slug Injection Using Salt in Solution; Streamline Watershed management Bulletin; 8(2), 1-6 |  |  | 1/10/2018 9:17:52 AM
743160 | SHEN_UVA_SBC_AA | sum of base cations by AA | 11NPSWRD_WQX | see CATIONS_AA Sum of Cations: SBC=Ca+Mg+Na+K For values of *Non-detect: substitute 0.5 × MDL For values of *Present <QL: substitute 0.5 × (MDL + LQL) Unknown; 19--; No Cite - Method Not Cited; Unknown; Vol -- |  |  | 1/10/2018 11:13:57 AM
743189 | SHEN_UVA_SBC_IC2 | sum of base cations by IC2 | 11NPSWRD_WQX | see IONS_AA Sum of Cations: SBC=Ca+Mg+Na+K+NH4 For values of *Non-detect: substitute 0.5 × MDL For values of *Present <QL: substitute 0.5 × (MDL + LQL) Unknown; 19--; No Cite - Method Not Cited; Unknown; Vol -- |  |  | 1/10/2018 11:21:13 AM
743198 | SHEN_UVA_SILICA_FIA | Flow Injection Analysis by Lachat QuikChem for Silica | 11NPSWRD_WQX | Flow injection analysis of silica using Lachat QuikChem 8500 Series 2 - Method 10-114-27-1-A: Molybdate reactive method with detection at 820 nm Roy McKnight; 13 Sep 2000 (rev.); Determination of Silica in Waters by Flow Injection Analysis: QuikChem Method 10-114-27-1-A; Lachat Instruments; 10-114-27-1-A |  |  | 1/10/2018 9:16:38 AM
743156 | SHEN_UVA_SILICA_TCON | Colorimetric procedure for silica using the Technicon Autoanalyzer II | 11NPSWRD_WQX | Colorimetric detection by molybdate blue technique with the Technicon Autoanalyzer II. American Public Health Association (APHA); 2005; Method 4500-SiO2 - Standard Methods for the Examination of Water and Wastewater; New York: American Public Health Association; 21st Edition |  |  | 1/10/2018 11:13:57 AM
743171 | SHEN_UVA_SO4_TCON | Colorimetric procedure for chloride using the Technicon Autoanalyzer II | 11NPSWRD_WQX | Galloway et al.; 1982; Sulfate: Technicon Auto-Analyzer II with custom-designed manifold. Modification of thorin technique developed by Norwegian Institute for Air Research. Method Reference: Galloway et al., The composition of precipitation in remote areas of the world, Journal of Geophysical Research, 87, 8771-8786, 1982.; Journal of Geophysical Research; 87, 8771-8786 |  |  | 1/9/2018 6:33:34 PM
743164 | SHEN_UVA_STREAMTEMP | Water temperature with pocket thermometer | 11NPSWRD_WQX | Place thermometer underwater and allow to equilibrate. Read temperature to nearest 0.5 degrees C while thermometer is below the surface of the water. Unknown; 19--; No Cite - Method Not Cited; Unknown; Vol -- |  |  | 1/10/2018 11:13:57 AM
743197 | SHEN_UVA_TOT_ION | Total Ion Strength-Paulsen | 11NPSWRD_WQX | Total ion strength is calculated by the following formula per Paulsen, 1997 (p. 72-73) with all in µeq/L: Total ion strength=ANC+sum of anions+sum of cations+2[H+] Where: sum of anions=[Cl-]+[NO3-]+[SO42-] and sum of cations=[Na+]+[K+]+[Ca2+]+[Mg2+]+[NH4+] Steve Paulsen; 1997; Environmental Monitoring and Assessment Program: Integrated Quality Assurance Project Plan for Surface Waters Research Activities; U.S. Environmental Protection Agency: Office of Research and Development; n/a |  |  | 1/10/2018 9:16:38 AM
743182 | SHEN_UVA_VOL_RESIDUE | Volatile residue by filtration and volatilization | 11NPSWRD_WQX | Thermolyne 48000 Furnace. Filtration through glass fiber filter; volatilization in furnace at 500 degrees C. U.S. EPA National Exposure Research Laboratory (NERL) [formerly EMSL]; 1971; Methods for the Chemical Analysis of Water and Wastes (MCAWW) (EPA/600/4-79/020): Non-Filterable Residue (Method 160.2), Volatile Reside (Method 160.4); U.S. EPA; EPA/600/4-79/020 |  |  | 1/10/2018 11:22:55 AM
763038 | SHIL_GRUB_INVRT | Shiloh NMP-UM Macroinvertebrate Identification | 11NPSWRD_WQX | Macroinvertebrate identification was competed under a dissecting scope from samples collected at Shiloh National Military Park by University of Memphis teams under the supervision of Professor Jack Grubaugh. |  |  | 10/16/2018 6:45:41 PM
763045 | SHIL_GRUB_RGRSN | Shiloh Branch PDL Results Determined by Regression Analysis with Tilghman Branch | 11NPSWRD_WQX | Researchers constructed the Shiloh Branch temperature values from October 26, 1996 to February 6, 1997 by performing regression analysis on HOBO data logger results recorded at the Tilghman Branch station during the same time period. |  |  | 10/16/2018 6:45:43 PM
763041 | SHIL_GRUB_TSS | Total Suspended Solids (TSS) by Drying Oven | 11NPSWRD_WQX | Approximately 3 liters of sample were collected, in 4 liter jugs to provide head space to resuspend settled sediments. Known volumes were then vacuum filtered through a preweighed Whatman AC glass fiber filter (effective retention >1um) and dried at 60 C for 48 hours, cooled in a desiccator for 30 minutes and re-weighed to 0.1 mg. Filtered volume and mass change of the filter were used to calculate TSS as mg/l. |  |  | 10/16/2018 6:45:42 PM
757118 | Shimadzu TOC 5000 IC | Shimadzu TOC 5000 IC mode | RTI |  |  |  | 5/21/2018 10:27:49 AM
757117 | Shimadzu TOC 5000 NP | Shimadzu TOC 5000 NPOC mode | RTI |  |  |  | 5/21/2018 10:27:49 AM
757196 | Shimadzu TOC-V NPOC | Shimadzu TOC-V NPOC mode | RTI | Shimadzu TOC-V NPOC mode |  |  | 5/23/2018 1:38:03 PM
63093 | SHIMADZUTMN-MTWTRSHD | Total Nitrogen Analyzer (Shimadzu TMN-1 Unit) | MTWTRSHD_WQX |  |  |  | 4/8/2011 12:40:41 PM
458951 | SI | Silicate | FWC_WQMP_WQX | Silicate was measured using the molybdosilicate method. |  |  | 2/3/2012 10:05:38 AM
544019 | SILICA | silica | 21FLHILL_WQX |  |  |  | 4/22/2014 2:39:34 PM
5062 | SIMILARITY ANALYSIS | Mean Similarity Analysis ~ EPA ; Van Sickle, J. | USEPA | Mean Similarity Analysis ~ EPA ; Van Sickle, J. |  | https://www.nemi.gov/methods/sams_method_summary/11953/ | 7/31/2013 12:00:00 AM
5091 | SIMPLATE | SimPlate for HPC | IDEXX | SimPlate ~ IDEXX ; SimPlate for HPC |  | https://www.nemi.gov/methods/method_summary/5591/ | 7/31/2013 12:00:00 AM
131309 | Simplate | Heterotrophic Bacteria | TEPA29 | MethodDescriptionText |  |  | 9/16/2017 1:58:17 PM
733432 | SJRWMDWQM | WATER QUALITY MANUAL FOR VOLUNTEERS IN THE ST. JOHNS RIVER WATER MANAGEMENT DISTRICT | 21FLLCPC_WQX |  |  |  | 1/11/2017 2:54:41 PM
551328 | Slawyk&Maclsaac_1972 | Slawyk & MacIsaac 1972 | KINGCOUNTY | Slawyk, G., and MacIsaac, J. J. 1972. The specificity of an automated phenolyhypochlorite ammonium method in a region of coastal upwelling. Deep-Sea Research. 19:521-524. |  |  | 5/28/2014 3:08:10 PM
505833 | SLBE_GLKN_BCHMK | Water Level | 11NPSWRD_WQX | A stadia rod, eye level, and established shoreline benchmark are used to measure water level. See associated citation for details. Elias, J.E. and R. Wise; 2007; Standard operating procedure #4: Measuring water levels. in Elias, J.E., R. Axler, and E. Ruzycki. 2007. Water quality monitoring protocol for inland lakes, Version 1.0.; National Park Service, Great Lakes Network; 8 pp. |  |  | 4/27/2016 5:05:37 PM
505829 | SLBE_GLKN_HL_DS5X | Multiprobe Field Analysis | 11NPSWRD_WQX | Datalogger, Hydrolab, Surveyor 4; DataSonde(multiprobe), Hydrolab, 5X Axler, R., E. Ruzycki, and J.E. Elias; 2007; Standard operating procedure #6: Field measurements and water sample collection. in Elias, J.E., R. Axler, and E. Ruzycki. 2007. Water quality monitoring protocol for inland lakes, Version 1.0.; National Park Service, Great Lakes Network; 38 pp. |  |  | 4/27/2016 5:05:37 PM
564514 | SLBE_GLKN_HL_MS5.0 | Multiprobe Field Analysis Hydrolab MS5.0 | 11NPSWRD_WQX | Datalogger, Hydrolab, Surveyor 4a; DataSonde(multiprobe), Hydrolab, MS5.0 Axler, R., E. Ruzycki, and J.E. Elias; 2007; Standard operating procedure #6: Field measurements and water sample collection. in Elias, J.E., R. Axler, and E. Ruzycki. 2007. Water quality monitoring protocol for inland lakes, Version 1.0.; National Park Service, Great Lakes Network; 38 pp. |  |  | 4/27/2016 5:06:29 PM
505832 | SLBE_GLKN_SECHI | Secchi Disk | 11NPSWRD_WQX | Axler, R., E. Ruzycki, and J.E. Elias; 2007; Standard operating procedure #6: Field measurements and water sample collection. in Elias, J.E., R. Axler, and E. Ruzycki. 2007. Water quality monitoring protocol for inland lakes, Version 1.0.; National Park Service, Great Lakes Network; 38 pp. |  |  | 4/27/2016 5:05:37 PM
505831 | SLBE_GLKN_THERM | Thermometer | 11NPSWRD_WQX | Axler, R., E. Ruzycki, and J.E. Elias; 2007; Standard operating procedure #6: Field measurements and water sample collection. in Elias, J.E., R. Axler, and E. Ruzycki. 2007. Water quality monitoring protocol for inland lakes, Version 1.0.; National Park Service, Great Lakes Network; 38 pp. |  |  | 4/27/2016 5:05:37 PM
505830 | SLBE_GLKN_TP/TN | Alkaline Persulfate Digestion for Total N and P in Water | 11NPSWRD_WQX | Patton, C.J. and J.R. Kryskalla; 2003; Methods of analysis by the U.S. Geological Survey National Water Quality Laboratory--Evaluation of alkaline persulfate digestion as an alternative to Kjeldahl digestion for determination of total and dissolved nitrogen and phosphorus in water: U.S. Geological Survey Water-Resources Investigations Report 03-4174; U.S. Geological Survey; 33 pp. |  |  | 4/27/2016 5:05:37 PM
529869 | SLBE_GLKN_TTUBE | Transparency Tube | 11NPSWRD_WQX | 120+cm clear tube with mini secchi disk and valve at bottom Axler, R., E. Ruzycki, and J.E. Elias; 2007; Standard operating procedure #6: Field measurements and water sample collection. in Elias, J.E., R. Axler, and E. Ruzycki. 2007. Water quality monitoring protocol for inland lakes, Version 1.0.; National Park Service, Great Lakes Network; 38 pp. |  |  | 4/27/2016 5:06:21 PM
257425 | SLC FLOWS | Flows determined by Salt Lake County Water Reclaimation | UTAHDWQ_WQX |  |  |  | 3/14/2016 6:43:08 PM
740887 | SLD04 | SLD04 | AZDEQ_SW |  |  |  | 11/10/2017 2:37:44 PM
261835 | SM 10200 H | STANDARD METHOD FOR 10200 H | 21ARIZ_WQX |  |  |  | 5/12/2016 3:17:33 AM
740935 | SM 10200 H | SM 10200 H | AZDEQ_SW |  |  |  | 2/19/2019 9:22:01 AM
110144 | SM 10200 H | Chlorophyll a, corrected for pheophytin | 21FLPDEM_WQX |  |  |  | 2/26/2018 3:26:01 PM
257294 | SM 10200H (MOD) | Chlorophyll Analysis-FDEP Tallahassee Laboratory | 21FLCMP_WQX |  |  |  | 11/21/2018 10:57:31 AM
522163 | SM 12th Ed Pg 147 | EDTA Titrimetric Method | 21KAN001_WQX | SM, 12th Ed Pg. 147 total hardness EDTA Titrimetric Method |  |  | 1/5/2016 3:47:15 PM
522160 | SM 12th Ed Pg 147b | by subtraction of calcium from total hardness | 21KAN001_WQX | SM, 12th Ed Pg. 147 total hardness EDTA Titrimetric Method by subtraction of calcium from total hardness |  |  | 9/19/2014 12:03:42 PM
553666 | SM 12th Ed Pg 156 | iron | 21KAN001_WQX | SM 12th Ed Pg 156 iron |  |  | 10/15/2014 11:02:27 AM
553667 | SM 12th Ed Pg 173 | manganese | 21KAN001_WQX | SM 12th Ed Pg 173 manganese |  |  | 10/15/2014 11:02:27 AM
522177 | SM 12th Ed Pg 193 | Direct Nesslerization Method | 21KAN001_WQX | SM, 12th Ed Pg. 193 ammonia Direct Nesslerization Method |  |  | 12/8/2014 3:57:12 PM
522164 | SM 12th Ed Pg 195 | Phenoldisulfonic Acid Method | 21KAN001_WQX | SM, 12th Ed Pg. 195 nitrate Phenoldisulfonic Acid Method |  |  | 10/15/2014 11:25:20 AM
532546 | SM 12th Ed Pg 220 | Iodometric Method | 21KAN001_WQX | SM, 12th Ed Pg. 220 Oxygen Iodometric Method |  |  | 12/2/2013 9:30:42 AM
522161 | SM 12th Ed Pg 226 | Glass Electrode Method | 21KAN001_WQX | SM, 12th Ed Pg. 226 PHLAB Glass Electrode Method |  |  | 1/5/2016 3:47:16 PM
553665 | SM 12th Ed Pg 236 | phosphorus | 21KAN001_WQX | SM 12 Ed Pg 236 |  |  | 10/15/2014 11:25:20 AM
522166 | SM 12th Ed Pg 239 | Flame Photometric Method | 21KAN001_WQX | SM, 12th Ed Pg. 239 Pottasium Flame Photometric Method |  |  | 10/15/2014 10:52:36 AM
553668 | SM 12th Ed Pg 246 | total suspended solids | 21KAN001_WQX | SM 12th Ed Pg 246 |  |  | 10/15/2014 11:02:27 AM
522167 | SM 12th Ed Pg 261 | Colorimetric Molybdosilicate Method | 21KAN001_WQX | SM, 12th Ed Pg. 261 silica Colorimetric Molybdosilicate Method |  |  | 10/15/2014 11:25:20 AM
522168 | SM 12th Ed Pg 274 | Flame Photometirc Method | 21KAN001_WQX | SM, 12th Ed Pg. 274 Sodium Flame Photometirc Method |  |  | 10/15/2014 10:52:36 AM
522170 | SM 12th Ed Pg 281 | Wheatstone bridge method | 21KAN001_WQX | SM, 12th Ed Pg. 281 SPEC_COND Wheatstone bridge method |  |  | 1/5/2016 3:47:22 PM
522171 | SM 12th Ed Pg 290 | Gravimetric Method with drying of residue | 21KAN001_WQX | SM, 12th Ed Pg. 287 SULFATE Gravimetric Method with drying of residue |  |  | 10/15/2014 11:02:21 AM
522172 | SM 12th Ed Pg 311 | Mercury-filled dentigrade thermometer | 21KAN001_WQX | SM, 12th Ed Pg. 311 Mercury-filled dentigrade thermometer |  |  | 10/15/2014 11:51:07 AM
522173 | SM 12th Ed Pg 312 | Candle turbidimeter | 21KAN001_WQX | SM, 12th Ed Pg. 312 TURBIDITY Candle turbidimeter |  |  | 10/15/2014 11:02:22 AM
532548 | SM 12th Ed Pg 406 | Iodometric Method | 21KAN001_WQX | SM, 12th Ed., Pg. 406, Method A. Azide Modification of Iodometric Method |  |  | 3/6/2018 4:20:44 PM
522178 | SM 12th Ed Pg 415 | 5 day carbonaceous | 21KAN001_WQX | SM, 12th Ed Pg. 415 BOD 5 day carbonaceous |  |  | 1/5/2016 3:47:15 PM
553698 | SM 12th Ed Pg 424 | TDS | 21KAN001_WQX | SM,12th Ed Pg 424 for TDS |  |  | 1/5/2016 3:47:49 PM
522169 | SM 12th Ed Pg 48 | Colorimetric Phenolphthalein | 21KAN001_WQX | SM, 12th Ed Pg. 48 alkalinity Colorimetric Phenolphthalein |  |  | 1/5/2016 3:47:18 PM
522179 | SM 12th Ed Pg 599 | EC medium | 21KAN001_WQX | SM, 12th Ed Pg. 599 fecal coli EC medium |  |  | 9/19/2014 12:03:43 PM
522174 | SM 12th Ed Pg 61 | Curcumin Colorimetric Method | 21KAN001_WQX | SM, 12th Ed Pg. 61 boron Curcumin Colorimetric Method |  |  | 1/5/2016 3:47:18 PM
522176 | SM 12th Ed Pg 610 | Membrane Filter Techique | 21KAN001_WQX | SM, 12th Ed Pg. 610 TOTCOLI Membrane Filter Techique |  |  | 1/5/2016 3:47:16 PM
522180 | SM 12th Ed Pg 619 | FECSTRP Membrane Filter Techique | 21KAN001_WQX | SM, 12th Ed Pg. 619 FECSTRP Membrane Filter Techique |  |  | 1/5/2016 3:47:16 PM
522175 | SM 12th Ed Pg 74 | EDTA Titrimetric Method | 21KAN001_WQX | SM, 12th Ed Pg. 74 Calcium EDTA Titrimetric Method |  |  | 1/5/2016 3:47:18 PM
522162 | SM 12th Ed Pg 86 | Argentometric Method | 21KAN001_WQX | SM, 12th Ed Pg. 86 CHLORIDE Argentometric Method |  |  | 1/5/2016 3:47:18 PM
553657 | SM 13th Ed Pg 178 | c hardness Carbonate hardness | 21KAN001_WQX | SM 13th Ed Pg 178 |  |  | 9/19/2014 3:29:45 PM
553662 | SM 13th Ed Pg 495 | COD | 21KAN001_WQX | SM 13th Ed Pg 495 COD |  |  | 10/15/2014 11:25:20 AM
553670 | SM 13th Ed Pg 62 | arsenic | 21KAN001_WQX | SM 13th Ed Pg 62 |  |  | 10/15/2014 10:51:05 AM
532753 | SM 13th Ed Pg 684 | feccoli | 21KAN001_WQX | APHA 13th Ed., Pg. 684, 408 Method B. Fecal Coliform Membrane Filter Procedure |  |  | 1/5/2016 3:47:16 PM
553651 | SM 14th Ed 301A | Arsenic | 21KAN001_WQX | SM 14th Ed 301A Arsenic |  |  | 9/19/2014 11:58:14 AM
532755 | SM 14th Ed Pg 1032 | Chloroph | 21KAN001_WQX | APHA 14th Ed., Pg 1032, Method 1002 G3 Spectorphotometric Determination of Pheophytin a |  |  | 1/5/2016 3:47:15 PM
553663 | SM 14th Ed Pg 144 | Arsenic | 21KAN001_WQX | SM 14th Ed Pg 144 Arsenic metals by Atomic Absorption Spectrophotometry |  |  | 10/15/2014 11:26:52 AM
532552 | SM 14th Ed Pg 201 | total hardness | 21KAN001_WQX | APHA 14th Ed., Pg. 201, Method 309 A. Hardness by Calculation |  |  | 3/6/2018 4:20:44 PM
553653 | SM 17th Ed 4-207 | Sulfate | 21KAN001_WQX | SM 17th Ed 4-207 |  |  | 1/5/2016 3:47:16 PM
110152 | SM 2120 B | Color, True | 21FLPDEM_WQX |  |  |  | 2/26/2018 3:26:03 PM
67556 | SM 2130 B | TURBIDITY BY NEPHELOMETRY IN FIELD | 21MSWQ_WQX |  |  |  | 10/15/2010 12:16:05 PM
19911 | SM 2130B | Same as 2130B | LADEQWPD_WQX |  |  |  | 5/29/2009 11:18:40 AM
564438 | SM 2130B | TURBIDITY BY NEPHELOMETRY | 21ARIZ_WQX |  |  |  | 5/12/2016 1:26:35 AM
741491 | SM 2130B | SM 2130B | AZDEQ_SW |  |  |  | 10/18/2018 10:21:21 AM
733482 | SM 2310 B | SM 2310 B | R4ATHENS_WQX | For more info contact US-EPA Region 4 Laboratory, Athens, Georgia (email: r4lims@epa.gov) |  |  | 2/15/2017 2:15:45 PM
733481 | SM 2310 B | SM 2310 B | WQXTEST | For more info contact US-EPA Region 4 Laboratory, Athens, Georgia (email: r4lims@epa.gov) |  |  | 2/15/2017 1:56:45 PM
562042 | SM 2310B | SM 2310B | 21ARIZ_WQX |  |  |  | 5/12/2016 3:23:20 AM
741430 | SM 2310B | SM 2310B | AZDEQ_SW |  |  |  | 6/7/2018 11:22:56 AM
275005 | SM 2320 B | SM 2320 B | SDDENR_WQX |  |  |  | 9/12/2017 10:23:32 AM
505184 | SM 2320 B | Alkalinity | 21FLPDEM_WQX |  |  |  | 2/26/2018 3:26:03 PM
566359 | SM 2320B | Standard Method 2320B | SANBERNARDINONATIONALFOREST |  |  |  | 1/14/2016 1:49:18 PM
742871 | SM 2320B | SM 2320B | AZDEQ_GW |  |  |  | 11/3/2017 10:17:42 AM
736025 | SM 2320B | SM 2320B | AZDEQ_SW |  |  |  | 2/26/2019 9:34:02 AM
526113 | SM 2320B | SM 2320B | 21OHIO_WQX |  |  |  | 1/9/2017 10:39:25 AM
740909 | SM 2320B | SM 2320B | AZDEQ_WPD |  |  |  | 2/7/2019 9:12:02 AM
213115 | SM 2320B | STANDARD METHOD 2320B | 21ARIZ_WQX |  |  |  | 5/12/2016 1:26:35 AM
291036 | SM 2340 B | UNKOWN | SDDENR_WQX |  |  |  | 1/30/2019 6:39:03 PM
213106 | SM 2340B | HARDNESS IN WATER BY EDTA TITRATION | 21ARIZ_WQX |  |  |  | 5/12/2016 1:26:36 AM
736026 | SM 2340B | SM 2340B | AZDEQ_SW |  |  |  | 2/26/2019 9:34:02 AM
742877 | SM 2340B | SM 2340B | AZDEQ_GW |  |  |  | 11/3/2017 10:17:43 AM
506810 | SM 2340B | Hardness by calculation, in aqueous matrices reported as mg/L CaCO3 | 21FLGW_WQX |  |  |  | 1/12/2018 4:18:15 PM
109979 | SM 2340B | Total Hardness as CaCO3 | OTTAWATRIBEOFOK |  |  |  | 1/18/2012 5:31:02 PM
109980 | SM 2340C | Total Hardness | OTTAWATRIBEOFOK |  |  |  | 1/17/2011 5:14:57 PM
213104 | SM 2340C | HARDNESS (AS CACO3) | 21ARIZ_WQX |  |  |  | 5/12/2016 3:17:13 AM
741388 | SM 2340C | SM 2340C | AZDEQ_SW |  |  |  | 1/16/2019 10:29:57 AM
742872 | SM 2510B | SM 2510B | AZDEQ_GW |  |  |  | 11/3/2017 10:17:42 AM
213156 | SM 2510B | CONDUCTIVITY LABORATORY METHOD | 21ARIZ_WQX |  |  |  | 5/12/2016 1:26:35 AM
526108 | SM 2510B | SM 2510B | 21OHIO_WQX |  |  |  | 1/9/2017 10:33:22 AM
736027 | SM 2510B | SM 2510B | AZDEQ_SW |  |  |  | 2/26/2019 9:34:02 AM
741097 | SM 2540 B | SM 2540 B | SDDENR_WQX |  |  |  | 8/24/2017 9:09:28 AM
505183 | SM 2540 B | Total Suspended Solids (TSS) | 21FLPDEM_WQX |  |  |  | 4/15/2013 10:19:36 AM
275013 | SM 2540 C | UNKOWN | SDDENR_WQX |  |  |  | 1/30/2019 6:39:02 PM
275014 | SM 2540 D | UNKOWN | SDDENR_WQX |  |  |  | 1/30/2019 6:39:02 PM
565103 | SM 2540 E | UNKOWN | SDDENR_WQX |  |  |  | 2/8/2018 5:04:28 PM
526126 | SM 2540B | SM 2540B | 21OHIO_WQX |  |  |  | 1/9/2017 10:39:24 AM
741455 | SM 2540B | SM 2540B | AZDEQ_SW |  |  |  | 9/20/2017 11:26:49 AM
552061 | SM 2540B | TOTAL SOLIDS DRIED AT 103-105 DEG C | 21ARIZ_WQX |  |  |  | 5/12/2016 3:29:28 AM
736028 | SM 2540C | SM 2540C | AZDEQ_SW |  |  |  | 2/26/2019 9:34:03 AM
526106 | SM 2540C | SM 2540C | 21OHIO_WQX |  |  |  | 1/9/2017 10:33:22 AM
742875 | SM 2540C | SM 2540C | AZDEQ_GW |  |  |  | 11/3/2017 10:17:42 AM
213103 | SM 2540C | TOTAL DISSOLVED SOLID DRIED AT 180 DEGREES CENTIGRAGE | 21ARIZ_WQX |  |  |  | 5/12/2016 1:26:36 AM
742849 | SM 2540C | SM 2540C | AZDEQ_WPD |  |  |  | 11/3/2017 10:11:56 AM
529052 | SM 2540C | SM 2540C | 21OHDGW_WQX |  |  |  | 4/13/2016 12:00:02 PM
526100 | SM 2540D | SM 2540D | 21OHIO_WQX |  |  |  | 1/9/2017 10:33:22 AM
740944 | SM 2540D | SM 2540D | AZDEQ_SW |  |  |  | 2/19/2019 9:22:02 AM
213114 | SM 2540D | TOTAL SUSPENDED SOLIDS, DRIED AT 103-105C | 21ARIZ_WQX |  |  |  | 5/12/2016 1:58:40 AM
261997 | SM 2540G | TOTAL FIXED AND VOLATILE SOLIDS IN SOLID AND SEMISOLID SAMP | 21ARIZ_WQX |  |  |  | 5/12/2016 3:17:34 AM
740934 | SM 2540G | SM 2540G | AZDEQ_SW |  |  |  | 2/15/2019 10:43:07 AM
741490 | SM 2550B | SM 2550B | AZDEQ_SW |  |  |  | 10/18/2018 10:21:21 AM
741409 | SM 2550B-00 | SM 2550B-00 | AZDEQ_SW |  |  |  | 9/20/2017 11:14:55 AM
213578 | SM 2550B-00 | PH TEMPERATURE BY SM 2550B-00 | 21ARIZ_WQX |  |  |  | 5/12/2016 3:20:50 AM
740964 | SM 2580(MOD) | SM 2580(MOD) | AZDEQ_SW |  |  |  | 2/15/2019 10:42:56 AM
261998 | SM 2580(MOD) | STANDARD MEHTOD 2580 (MODIFIED) | 21ARIZ_WQX |  |  |  | 5/12/2016 3:17:35 AM
565635 | SM 2580B | STANDARD METHOD 2580B (REDOX) | 21ARIZ_WQX |  |  |  | 11/25/2015 2:05:12 PM
564783 | SM 3111 B | UNKOWN | SDDENR_WQX |  |  |  | 1/30/2019 6:39:01 PM
743230 | SM 3112 | SM 3112 | AZDEQ_SW |  |  |  | 1/11/2019 8:41:52 AM
261916 | SM 3112 | STANDARD METHOD 3112 | 21ARIZ_WQX |  |  |  | 5/12/2016 3:44:39 AM
741411 | SM 3112 B | SM 3112 B | AZDEQ_SW |  |  |  | 2/19/2019 9:21:56 AM
213118 | SM 3112 B | STANDARD METHOD COLD VAPOR ATOMIC ABSORPTION SPECTRO METRIC | 21ARIZ_WQX |  |  |  | 5/12/2016 2:52:42 AM
529057 | SM 3113B | SM 3113B | 21OHDGW_WQX |  |  |  | 3/10/2016 12:58:53 PM
526096 | SM 3113B | SM 3113B | 21OHIO_WQX |  |  |  | 1/9/2017 10:33:23 AM
762706 | SM 3113B | SM 3113B | AZDEQ_SW |  |  |  | 9/24/2018 10:31:52 AM
741443 | SM 3114C | SM 3114C | AZDEQ_SW |  |  |  | 11/21/2018 12:33:51 PM
261940 | SM 3220B | TOTAL ALKALINITY AS CACO3 | 21ARIZ_WQX |  |  |  | 5/12/2016 3:27:02 AM
740911 | SM 3500 | SM 3500 | AZDEQ_WPD |  |  |  | 2/21/2018 11:01:14 AM
565821 | SM 3500 | STANDARD METHOD 3500 | 21ARIZ_WQX |  |  |  | 11/25/2015 11:46:59 PM
742838 | SM 3500 CR B | SM 3500 CR B | AZDEQ_WPD |  |  |  | 9/24/2018 10:50:14 AM
742930 | SM 3500 CR B | SM 3500 CR B | AZDEQ_GW |  |  |  | 11/3/2017 10:17:58 AM
565492 | SM 3500 CR D | TOTAL HEXAVALENT CHROMIUM IN WATER | 21ARIZ_WQX |  |  |  | 5/12/2016 1:28:02 AM
762514 | SM 3500 CR D | SM 3500 CR D | AZDEQ_WPD |  |  |  | 6/29/2018 10:16:45 AM
741082 | SM 3500 CR D | SM 3500 CR D | AZDEQ_SW |  |  |  | 8/15/2017 10:02:57 AM
565921 | SM 3500 FE-D | IRON IN WATER BY COLORIMETRY | 21ARIZ_WQX |  |  |  | 11/25/2015 11:49:13 PM
552362 | SM 3500 MOD | SM 3500 MOD | 21ARIZ_WQX |  |  |  | 5/12/2016 3:46:56 AM
741458 | SM 3500 MOD | SM 3500 MOD | AZDEQ_SW |  |  |  | 2/15/2019 10:42:56 AM
763860 | SM 3500-CR B (2011) | SM 3500-CR B (2011) | AZDEQ_WPD |  |  |  | 11/28/2018 1:17:45 AM
551324 | SM 3500-CRD | SM 3500-CRD | 21OHIO_WQX |  |  |  | 4/1/2016 12:02:20 PM
740972 | SM 4500 | SM 4500 | AZDEQ_SW |  |  |  | 2/15/2019 10:42:45 AM
261860 | SM 4500 | STANDARD METHOD 4500 | 21ARIZ_WQX |  |  |  | 5/12/2016 3:19:21 AM
522182 | SM 4500 B-E | Nitrogen, Ammonia | SACFOXMO | Iowa Department of Natural Resources. Certifications 95, expires 02/01/2014. |  |  | 3/7/2013 10:08:40 AM
741449 | SM 4500 C | SM 4500 C | AZDEQ_SW |  |  |  | 9/20/2017 11:23:48 AM
261917 | SM 4500 C | STANDARD METHOD 4500 C | 21ARIZ_WQX |  |  |  | 5/12/2016 3:51:49 AM
762505 | SM 4500 CL B | SM 4500 CL B | AZDEQ_SW |  |  |  | 6/7/2018 11:23:01 AM
217771 | SM 4500 CL C | CHLORIDE, IODOMETRIC METHOD II | 21ARIZ_WQX |  |  |  | 5/12/2016 3:18:00 AM
741437 | SM 4500 CL C | SM 4500 CL C | AZDEQ_SW |  |  |  | 1/11/2019 8:43:43 AM
741089 | SM 4500 CL D | SM 4500 CL D | AZDEQ_SW |  |  |  | 2/19/2019 9:21:56 AM
213111 | SM 4500 CL D | RESIDUAL CHLORINE IN WATER BY TITRATION- AMPEROMETRIC METHOD | 21ARIZ_WQX |  |  |  | 5/12/2016 2:52:40 AM
762625 | SM 4500 CN | SM 4500 CN | AZDEQ_SW |  |  |  | 9/24/2018 10:38:32 AM
742835 | SM 4500 CN | SM 4500 CN | AZDEQ_WPD |  |  |  | 2/26/2019 9:34:44 AM
552178 | SM 4500 CN | STANDARD METHOD 4500 CN (CYANIDE) | 21ARIZ_WQX |  |  |  | 5/12/2016 1:56:22 AM
742837 | SM 4500 CO2 | SM 4500 CO2 | AZDEQ_SW |  |  |  | 6/7/2018 11:23:12 AM
565584 | SM 4500 CO2 | STANDARD METHOD 4500-CO2 | 21ARIZ_WQX |  |  |  | 5/12/2016 2:03:28 AM
764592 | SM 4500 F-C | SM 4500 F-C | AZDEQ_WPD |  |  |  | 2/7/2019 9:12:02 AM
741072 | SM 4500 F-C | SM 4500 F-C | AZDEQ_SW |  |  |  | 2/19/2019 9:21:56 AM
213105 | SM 4500 F-C | STANDARD METHOD 4500 FOR FLUORIDE /ION ELECTRODE METHOD | 21ARIZ_WQX |  |  |  | 5/12/2016 2:08:12 AM
742881 | SM 4500 H+ | SM 4500 H+ | AZDEQ_GW |  |  |  | 11/3/2017 10:17:43 AM
736086 | SM 4500 H+ | SM 4500 H+ | AZDEQ_SW |  |  |  | 2/19/2019 9:22:03 AM
213251 | SM 4500 H+ | STANDARD METHOD 4500 FOR PH | 21ARIZ_WQX |  |  |  | 5/12/2016 1:58:42 AM
213258 | SM 4500 H+B | PH IN WATER | 21ARIZ_WQX |  |  |  | 5/12/2016 1:26:34 AM
736029 | SM 4500 H+B | SM 4500 H+B | AZDEQ_SW |  |  |  | 2/26/2019 9:34:02 AM
741076 | SM 4500 H-B | SM 4500 H-B | AZDEQ_SW |  |  |  | 1/16/2019 10:29:58 AM
213110 | SM 4500 H-B | PH IN WATER | 21ARIZ_WQX |  |  |  | 5/12/2016 3:17:12 AM
741456 | SM 4500 N-O, C | SM 4500 N-O, C | AZDEQ_SW |  |  |  | 9/20/2017 11:15:13 AM
552049 | SM 4500 N-O, C | STANDARD METHOD 4500 N-O, C | 21ARIZ_WQX |  |  |  | 5/12/2016 3:29:28 AM
275009 | SM 4500 NH3 H | UNKOWN | SDDENR_WQX |  |  |  | 1/30/2019 6:39:02 PM
762718 | SM 4500 NO2-B | SM 4500 NO2-B | AZDEQ_WPD |  |  |  | 9/24/2018 10:42:59 AM
741447 | SM 4500 NO2-B | SM 4500 NO2-B | AZDEQ_SW |  |  |  | 11/21/2018 12:34:39 PM
207692 | SM 4500 NO2-B | NITRITE IN WATER BY COLORIMETRY | 21ARIZ_WQX |  |  |  | 5/12/2016 1:59:13 AM
275010 | SM 4500 NO3 F | UNKOWN | SDDENR_WQX |  |  |  | 1/30/2019 6:39:02 PM
741423 | SM 4500 NO3-F | SM 4500 NO3-F | AZDEQ_SW |  |  |  | 1/23/2019 10:09:09 AM
213218 | SM 4500 NO3-F | STANDARD METHOD 4500 NO3-F | 21ARIZ_WQX |  |  |  | 5/12/2016 3:19:16 AM
552013 | SM 4500 PE | SM 4500 PE | 21ARIZ_WQX |  |  |  | 5/12/2016 1:26:38 AM
740939 | SM 4500 PE | SM 4500 PE | AZDEQ_SW |  |  |  | 2/15/2019 10:42:52 AM
762507 | SM 4500 PF | SM 4500 PF | AZDEQ_SW |  |  |  | 10/9/2018 9:18:37 AM
275012 | SM 4500 SO4 F | UNKOWN | SDDENR_WQX |  |  |  | 1/30/2019 6:39:05 PM
109930 | SM 4500 SO4(G) | Sulfate | 21FLPOLK_WQX |  |  |  | 12/5/2018 1:10:38 PM
741422 | SM 4500 SO4-E | SM 4500 SO4-E | AZDEQ_SW |  |  |  | 1/23/2019 10:09:25 AM
552062 | SM 4500 SO4-E | SULFATE BY TURBIDIMETRIC ANALYSIS | 21ARIZ_WQX |  |  |  | 5/12/2016 3:51:21 AM
741493 | SM 4500-CIE | SM 4500-CIE | AZDEQ_SW |  |  |  | 10/9/2018 9:18:41 AM
565903 | SM 4500-Cl E | UNKOWN | SDDENR_WQX |  |  |  | 1/30/2019 6:39:07 PM
741083 | SM 4500-CN E | SM 4500-CN E | AZDEQ_SW |  |  |  | 1/11/2019 8:42:52 AM
552052 | SM 4500-CN E | CYANIDE, TOTAL | 21ARIZ_WQX |  |  |  | 5/12/2016 3:36:41 AM
762504 | SM 4500-CN G | SM 4500-CN G | AZDEQ_SW |  |  |  | 6/7/2018 11:23:00 AM
526134 | SM 4500-CNI | SM 4500-CNI | 21OHIO_WQX |  |  |  | 1/9/2017 10:33:45 AM
526127 | SM 4500-FC | SM 4500-FC | 21OHIO_WQX |  |  |  | 1/9/2017 10:36:46 AM
529062 | SM 4500-FC | SM 4500-FC | 21OHDGW_WQX |  |  |  | 4/13/2016 12:00:02 PM
261931 | SM 4500-H | STANDARD METHOD 4500-H | 21ARIZ_WQX |  |  |  | 5/12/2016 3:21:30 AM
741408 | SM 4500-H | SM 4500-H | AZDEQ_SW |  |  |  | 1/16/2019 10:29:52 AM
741092 | SM 4500-H+ | SM 4500-H+ | AZDEQ_SW |  |  |  | 2/6/2019 9:20:36 AM
213153 | SM 4500-H+ | STANDARD METHOD 4500-H+ | 21ARIZ_WQX |  |  |  | 5/12/2016 3:17:20 AM
566090 | SM 4500-H+ B | UNKOWN | SDDENR_WQX |  |  |  | 1/12/2017 5:27:19 PM
552011 | SM 4500-N C | STANDARD METHOD 4500-N C | 21ARIZ_WQX |  |  |  | 5/12/2016 3:17:54 AM
741403 | SM 4500-N C | SM 4500-N C | AZDEQ_SW |  |  |  | 1/30/2019 9:59:52 AM
743333 | SM 4500-N ORG D | SM 4500-N ORG D | 21FLSFWM_WQX |  |  |  | 1/11/2018 9:18:58 AM
740961 | SM 4500-NH3 BD | SM 4500-NH3 BD | AZDEQ_SW |  |  |  | 11/10/2017 2:13:15 PM
561151 | SM 4500-NH3 BD | STANDARD METHOD 4500-NH3 B, D | 21ARIZ_WQX |  |  |  | 5/12/2016 3:43:48 AM
741429 | SM 4500-NH3 BE | SM 4500-NH3 BE | AZDEQ_SW |  |  |  | 4/27/2018 12:08:57 AM
555495 | SM 4500-NH3 BE | STANDARD METHOD 4500-NH3 BE | 21ARIZ_WQX |  |  |  | 5/12/2016 3:29:48 AM
740960 | SM 4500-NH3 C MOD | SM 4500-NH3 C MOD | AZDEQ_SW |  |  |  | 9/24/2018 10:39:13 AM
564784 | SM 4500-NH3 D | UNKOWN | SDDENR_WQX |  |  |  | 1/30/2019 6:39:02 PM
529061 | SM 4500-NH3BE | SM 4500-NH3BE | 21OHDGW_WQX |  |  |  | 4/13/2016 12:00:09 PM
526111 | SM 4500-NH3BE | SM 4500-NH3BE | 21OHIO_WQX |  |  |  | 1/9/2017 10:33:23 AM
261855 | SM 4500-NH3F | STANDARD METHOD 4500-NH3F | 21ARIZ_WQX |  |  |  | 5/12/2016 1:26:36 AM
740941 | SM 4500-NH3F | SM 4500-NH3F | AZDEQ_SW |  |  |  | 2/15/2019 10:42:52 AM
740971 | SM 4500-NH3G | SM 4500-NH3G | AZDEQ_SW |  |  |  | 2/26/2019 9:34:03 AM
213384 | SM 4500-NH3G | AMMONIA-N | 21ARIZ_WQX |  |  |  | 5/12/2016 3:17:40 AM
564785 | SM 4500-NO3F | UNKOWN | SDDENR_WQX |  |  |  | 1/30/2019 6:39:02 PM
552065 | SM 4500-NORG | STANDARD METHOD 4500-NORG | 21ARIZ_WQX |  |  |  | 5/12/2016 3:42:10 AM
213122 | SM 4500-NORG,C | STANDARD METHOD 4500-NORG,C | 21ARIZ_WQX |  |  |  | 5/12/2016 2:05:18 AM
740963 | SM 4500-NORG,C | SM 4500-NORG,C | AZDEQ_SW |  |  |  | 2/6/2019 9:20:36 AM
736087 | SM 4500-NORG,C MOD | SM 4500-NORG,C MOD | AZDEQ_SW |  |  |  | 2/15/2019 10:43:13 AM
561827 | SM 4500-NORG,C MOD | STANDARD METHOD 4500-NORG,C (MODIFIED) | 21ARIZ_WQX |  |  |  | 5/12/2016 3:17:34 AM
762733 | SM 4500-OG | SM 4500-OG | AZDEQ_SW |  |  |  | 10/9/2018 9:18:41 AM
764583 | SM 4500-P BE | SM 4500-P BE | AZDEQ_WPD |  |  |  | 2/7/2019 9:12:02 AM
213154 | SM 4500-P BE | STANDARD METHOD 4500-P BE | 21ARIZ_WQX |  |  |  | 5/12/2016 1:58:41 AM
740936 | SM 4500-P BE | SM 4500-P BE | AZDEQ_SW |  |  |  | 2/6/2019 9:20:36 AM
564786 | SM 4500-P E | UNKOWN | SDDENR_WQX |  |  |  | 1/30/2019 6:39:02 PM
741451 | SM 4500-S | SM 4500-S | AZDEQ_SW |  |  |  | 9/20/2017 11:25:02 AM
261851 | SM 4500-S | (=SM 4500-S2) SULFIDE | 21ARIZ_WQX |  |  |  | 5/12/2016 2:53:02 AM
740918 | SM 4500-S D | SM 4500-S D | AZDEQ_WPD |  |  |  | 11/3/2017 10:22:43 AM
742926 | SM 4500-S D | SM 4500-S D | AZDEQ_GW |  |  |  | 11/3/2017 10:17:58 AM
731654 | SM 4500-S D | (=SM 4500-S2 D) METHYLENE BLUE METHOD | 21ARIZ_WQX |  |  |  | 5/12/2016 2:00:48 AM
741084 | SM 4500-S F | SM 4500-S F | AZDEQ_SW |  |  |  | 10/9/2017 4:42:05 PM
762716 | SM 4500-S-C,D | SM 4500-S-C,D | AZDEQ_WPD |  |  |  | 9/24/2018 10:42:44 AM
741452 | SM 4500-S-C,D | SM 4500-S-C,D | AZDEQ_SW |  |  |  | 2/15/2019 10:42:38 AM
261897 | SM 4500-S-C,D | (=SM 4500-S2-C,D) TOTAL SULFIDE | 21ARIZ_WQX |  |  |  | 5/12/2016 2:53:03 AM
565904 | SM 4500-SO4 E | UNKOWN | SDDENR_WQX |  |  |  | 1/30/2019 6:39:07 PM
762731 | SM 4500-SO4 F | SM 4500-SO4 F | AZDEQ_SW |  |  |  | 10/9/2018 9:18:41 AM
552324 | SM 4500H | SM 4500H | INSTOR_WQX |  |  |  | 2/7/2018 3:46:26 PM
743336 | SM 4500N(ORG)-B | SM 4500N(ORG)-B | INSTOR_WQX |  |  |  | 1/11/2018 9:15:58 AM
740932 | SM 4500NH3 BC MOD | SM 4500NH3 BC MOD | AZDEQ_SW |  |  |  | 2/15/2019 10:43:06 AM
561828 | SM 4500NH3 BC MOD | STANDARD METHOD 4500-NH3 B, C - MODIFIED FOR SEDIMENT | 21ARIZ_WQX |  |  |  | 5/12/2016 3:17:35 AM
213124 | SM 4500NH3 D | AMMONIA (AS N) IN WATER | 21ARIZ_WQX |  |  |  | 5/12/2016 1:58:39 AM
740946 | SM 4500NH3 D | SM 4500NH3 D | AZDEQ_SW |  |  |  | 2/6/2019 9:20:36 AM
740956 | SM 4500NH3 D MOD. | SM 4500NH3 D MOD. | AZDEQ_SW |  |  |  | 2/15/2019 10:43:07 AM
262013 | SM 4500NH3 D MOD. | AMMONIA (AS N) IN SEDIMENT | 21ARIZ_WQX |  |  |  | 5/12/2016 3:18:15 AM
109978 | SM 4500NH3 E | Ammonia Nitrogen | OTTAWATRIBEOFOK |  |  |  | 1/17/2011 2:13:23 AM
217025 | SM 4500NO3 | STANDARD METHOD 4500 NO3 | 21ARIZ_WQX |  |  |  | 5/12/2016 3:18:34 AM
741086 | SM 4500NO3 | SM 4500NO3 | AZDEQ_SW |  |  |  | 2/15/2019 10:42:45 AM
740940 | SM 4500NO3 E | SM 4500NO3 E | AZDEQ_SW |  |  |  | 2/19/2019 9:21:57 AM
213123 | SM 4500NO3 E | NITRATE IN WATER- CADMIUM REDUCTION | 21ARIZ_WQX |  |  |  | 5/12/2016 2:52:58 AM
740910 | SM 4500NO3 E | SM 4500NO3 E | AZDEQ_WPD |  |  |  | 11/3/2017 10:25:01 AM
740948 | SM 4500NO3 E MOD | SM 4500NO3 E MOD | AZDEQ_SW |  |  |  | 2/15/2019 10:43:13 AM
561829 | SM 4500NO3 E MOD | NITRATE - CADMIUM REDUCTION - MODIFIED FOR SEDIMENT | 21ARIZ_WQX |  |  |  | 5/12/2016 3:17:35 AM
109983 | SM 4500P E | Ortho-Phosphate | OTTAWATRIBEOFOK |  |  |  | 1/18/2012 5:31:02 PM
213260 | SM 4500SO4 D | TOTAL SULFATE | 21ARIZ_WQX |  |  |  | 5/12/2016 3:18:00 AM
741427 | SM 4500SO4 D | SM 4500SO4 D | AZDEQ_SW |  |  |  | 1/11/2019 8:43:43 AM
740965 | SM 4500SO4 D MOD | SM 4500SO4 D MOD | AZDEQ_SW |  |  |  | 2/15/2019 10:43:06 AM
558707 | SM 4500SO4 D MOD | STANDARD MEHTOD 4500 SO4 D (MODIFIED) | 21ARIZ_WQX |  |  |  | 5/12/2016 3:17:35 AM
217538 | SM 4500SO4(MOD) | STANDARD MEHTOD 4500SO4 (MODIFIED) | 21ARIZ_WQX |  |  |  | 5/12/2016 3:18:15 AM
741414 | SM 4500SO4(MOD) | SM 4500SO4(MOD) | AZDEQ_SW |  |  |  | 2/15/2019 10:42:51 AM
566364 | SM 5210 | UNKOWN | SDDENR_WQX |  |  |  | 2/26/2018 2:55:42 PM
110150 | SM 5210 B | BOD, Biochemical oxygen demand | 21FLPDEM_WQX |  |  |  | 2/26/2018 3:26:02 PM
764594 | SM 5210B | SM 5210B | AZDEQ_WPD |  |  |  | 2/7/2019 9:12:02 AM
261865 | SM 5210B | BIOCHEMICAL OXYGEN DEMAND, 5-DAY | 21ARIZ_WQX |  |  |  | 5/12/2016 2:08:12 AM
741433 | SM 5210B | SM 5210B | AZDEQ_SW |  |  |  | 10/9/2018 9:18:41 AM
526123 | SM 5210B | SM 5210B | 21OHIO_WQX |  |  |  | 1/9/2017 10:34:25 AM
562619 | SM 5220 C | STANDARD METHOD 5220 C | 21ARIZ_WQX |  |  |  | 5/12/2016 4:06:18 AM
565923 | SM 5220 D | STANDARD METHOD 5220 D | 21ARIZ_WQX |  |  |  | 12/1/2015 1:47:18 PM
67553 | SM 5220 D, HACH 8000 | CHEMICAL OXYGEN DEMAND BY COLORIMETRY | 21MSWQ_WQX |  |  |  | 10/15/2010 12:16:02 PM
529063 | SM 5220D | SM 5220D | 21OHDGW_WQX |  |  |  | 4/13/2016 12:00:05 PM
526115 | SM 5220D | SM 5220D | 21OHIO_WQX |  |  |  | 1/9/2017 10:33:22 AM
740901 | SM 5310 B | SM 5310 B | AZDEQ_WPD |  |  |  | 1/31/2019 9:27:35 AM
742611 | SM 5310 B | SM 5310 B | AZDEQ_GW |  |  |  | 11/3/2017 10:17:58 AM
261836 | SM 5310 B | DISSOLVED CARBON ANALYSIS | 21ARIZ_WQX |  |  |  | 5/12/2016 2:00:47 AM
741412 | SM 5310 B | SM 5310 B | AZDEQ_SW |  |  |  | 2/19/2019 9:22:02 AM
733433 | SM 5310 C | UNKOWN | SDDENR_WQX |  |  |  | 1/30/2019 6:39:03 PM
740943 | SM 5310 C | SM 5310 C | AZDEQ_SW |  |  |  | 10/9/2018 9:18:41 AM
194910 | SM 5310 C | TOTAL CARBON ANALYSIS | 21ARIZ_WQX |  |  |  | 5/12/2016 1:59:12 AM
740914 | SM 5310 C | SM 5310 C | AZDEQ_WPD |  |  |  | 2/7/2019 9:12:02 AM
555465 | SM 5310 D | WET OXIDATION METHOD | 21ARIZ_WQX |  |  |  | 5/12/2016 3:45:59 AM
741434 | SM 5310 D | SM 5310 D | AZDEQ_SW |  |  |  | 9/20/2017 11:19:47 AM
67548 | SM 5310 D | TOC IN WATER, PERSULFATE DIGESTION | 21MSWQ_WQX |  |  |  | 10/15/2010 12:16:02 PM
531084 | SM 5310B | TOC | R4ATHENS_WQX | For more info contact US-EPA Region 4 Laboratory, Athens, Georgia (email: r4lims@epa.gov) |  |  | 3/29/2018 11:09:15 AM
531088 | SM 5310B | TOC | WQXTEST |  |  |  | 3/29/2018 10:50:07 AM
109834 | SM 5310C | TOTAL ORGANIC CARBON IN WATER | 21MSWQ_WQX |  |  |  | 12/8/2010 11:57:09 AM
764588 | SM 5320 | SM 5320 | AZDEQ_WPD |  |  |  | 2/7/2019 9:12:02 AM
565916 | SM 5320 | DISSOLVED ORGANIC HALOGEN | 21ARIZ_WQX |  |  |  | 5/12/2016 2:08:14 AM
531087 | SM 8111 | SM 8111 | WQXTEST |  |  |  | 8/23/2013 2:02:04 PM
531086 | SM 8111 | SM 8111 | R4ATHENS_WQX | For more info contact US-EPA Region 4 Laboratory, Athens, Georgia (email: r4lims@epa.gov) |  |  | 8/23/2013 1:55:51 PM
19921 | SM 9221E | Same as 9221-E | LADEQWPD_WQX |  |  |  | 7/2/2013 9:44:29 AM
762506 | SM 9221F | SM 9221F | AZDEQ_SW |  |  |  | 6/7/2018 11:23:02 AM
557258 | SM 9221F | STANDARD METHOD - E COLI | 21ARIZ_WQX |  |  |  | 11/2/2014 9:47:50 PM
458979 | SM 9222 D | UNKOWN | SDDENR_WQX |  |  |  | 1/30/2019 6:39:04 PM
109961 | SM 9222B | Total Coliform | OTTAWATRIBEOFOK |  |  |  | 1/17/2011 2:13:23 AM
19915 | SM 9222B | Same as 9222-B | LADEQWPD_WQX |  |  |  | 6/24/2013 10:28:45 AM
110149 | SM 9222D | Total Fecal Coliform | 21FLPDEM_WQX |  |  |  | 2/26/2018 3:26:01 PM
19913 | SM 9222D | Same as 9222-D | LADEQWPD_WQX |  |  |  | 7/2/2013 8:14:10 AM
109982 | SM 9222D | Fecal Coliform | OTTAWATRIBEOFOK |  |  |  | 1/17/2011 1:00:36 AM
762502 | SM 9222D | SM 9222D | AZDEQ_SW |  |  |  | 11/21/2018 12:33:32 PM
520981 | SM 9223 | UNKOWN | SDDENR_WQX |  |  |  | 1/12/2017 5:27:20 PM
458978 | SM 9223 B | UNKOWN | SDDENR_WQX |  |  |  | 1/30/2019 6:39:01 PM
733200 | SM 9223 B | Total Coliforms | 21FLPDEM_WQX |  |  |  | 2/26/2018 3:26:01 PM
741094 | SM 9223 B Quanti-Tra | SM 9223 B Quanti-Tray | SDDENR_WQX |  |  |  | 8/24/2017 3:26:07 AM
764576 | SM 9223 D | UNKOWN | SDDENR_WQX |  |  |  | 1/29/2019 6:10:27 PM
733411 | SM 9223 Quanti-Tray | UNKOWN | SDDENR_WQX |  |  |  | 1/17/2017 11:48:08 AM
741401 | SM 9223B | SM 9223B | AZDEQ_SW |  |  |  | 2/13/2019 6:28:33 PM
566371 | SM 9223B | STANDARD METHOD 9223B | 21ARIZ_WQX |  |  |  | 5/12/2016 3:18:36 AM
522165 | SM, 12th Ed Pg. 220 | Iodometric Method | 21KAN001_WQX | SM, 12th Ed Pg. 220 Oxygen Iodometric Method |  |  | 2/27/2013 10:25:43 AM
565918 | SM-2320 | STANDARD METHOD 2320 | 21ARIZ_WQX |  |  |  | 12/1/2015 12:37:52 PM
741438 | SM-2540C | SM-2540C | AZDEQ_SW |  |  |  | 9/20/2017 11:21:17 AM
555494 | SM-2540C | STANDARD METHOD 2540 | 21ARIZ_WQX |  |  |  | 5/12/2016 3:23:53 AM
751743 | SM-9223 B | SM-9223 B | 21OHIO_WQX |  |  |  | 5/2/2018 5:19:35 PM
110051 | SM10200 | CHLOROPHYLL A | 21FLLCPC_WQX |  |  |  | 1/11/2017 2:53:43 PM
131316 | SM10200 H 001 | Chlorophyll A | 21FLPDEM_WQX |  |  |  | 6/20/2012 7:55:52 AM
507944 | SM10200H | SM10200H | 21FLSFWM_WQX |  |  |  | 1/30/2019 3:17:16 PM
508395 | SM10200H | SM10200H | INSTOR_WQX |  |  |  | 6/28/2018 1:47:41 PM
262269 | SM10200H MOD | Chlorophyll A and Phaephytin Monochromatic, Water | 21FLPNS_WQX | American Public Health Association;1998;Standard Methods for the Examination of Water and Wastewater, 20th Edition.;American Public Health Association;20th Edition |  |  | 5/30/2014 10:33:53 AM
262023 | SM10200H MOD | Chlorophyll A and Phaephytin, Monchromatic, Water | 21FLBFA_WQX |  |  |  | 11/20/2018 11:29:28 AM
764581 | SM10200H3 | SM10200H3 | 21FLSFWM_WQX |  |  |  | 1/31/2019 9:17:02 AM
565372 | SM10200HM | STANDARD METHODS: MODIFIED - CHLOROPHYLL BY HPLC | MEDEP_WQX |  |  |  | 9/15/2015 3:20:16 PM
733448 | SM1030-E | Ion Summation; Percent Error | SRSTEPA | Ion Summation; Percent Error not found in the current APHA (Standard Methods) List |  |  | 12/5/2018 12:40:59 PM
552012 | SM18 4500 NH3F/G | STANDARD METHOD 18TH ED. AMMONIA AS N SUBSECT F OR G | 21ARIZ_WQX |  |  |  | 5/12/2016 3:18:34 AM
741431 | SM18 4500 NH3F/G | SM18 4500 NH3F/G | AZDEQ_SW |  |  |  | 1/23/2019 10:09:23 AM
508405 | SM1810200H | SM1810200H | 21FLSFWM_WQX |  |  |  | 9/17/2012 1:17:06 PM
508404 | SM182120B | SM182120B | 21FLSFWM_WQX |  |  |  | 9/17/2012 1:17:07 PM
508422 | SM182320B | SM182320B | 21FLSFWM_WQX |  |  |  | 9/17/2012 1:17:41 PM
507972 | SM182340B | SM182340B | 21FLSFWM_WQX |  |  |  | 1/30/2019 3:18:03 PM
507956 | SM182510A | SM182510A | 21FLSFWM_WQX |  |  |  | 1/30/2019 3:16:27 PM
507958 | SM182520B | SM182520B | 21FLSFWM_WQX |  |  |  | 1/30/2019 3:16:27 PM
508414 | SM182540C | SM182540C | 21FLSFWM_WQX |  |  |  | 9/17/2012 1:18:55 PM
508184 | SM182540D | SM182540D | 21FLSFWM_WQX |  |  |  | 9/18/2012 8:20:13 AM
507959 | SM182550B | SM182550B | 21FLSFWM_WQX |  |  |  | 1/30/2019 3:16:27 PM
508407 | SM183111B(CA) | SM183111B(CA) | 21FLSFWM_WQX |  |  |  | 9/17/2012 1:17:23 PM
508416 | SM183111B(FE) | SM183111B(FE) | 21FLSFWM_WQX |  |  |  | 9/17/2012 1:17:41 PM
508406 | SM183111B(MG) | SM183111B(MG) | 21FLSFWM_WQX |  |  |  | 9/17/2012 1:17:23 PM
508411 | SM183111B(NA) | SM183111B(NA) | 21FLSFWM_WQX |  |  |  | 9/17/2012 1:18:54 PM
508410 | SM184500-CL-E | SM184500-CL-E | 21FLSFWM_WQX |  |  |  | 9/17/2012 1:17:42 PM
508418 | SM184500-FC | SM184500-FC | 21FLSFWM_WQX |  |  |  | 9/17/2012 1:18:55 PM
507960 | SM184500-H+B | SM184500-H+B | 21FLSFWM_WQX |  |  |  | 1/30/2019 3:16:27 PM
508397 | SM184500-NO2B | SM184500-NO2B | 21FLSFWM_WQX |  |  |  | 9/17/2012 1:17:07 PM
507957 | SM184500-OG | SM184500-OG | 21FLSFWM_WQX |  |  |  | 1/30/2019 3:16:27 PM
508402 | SM184500-PE(OPO | SM184500-PE(OPO | 21FLSFWM_WQX |  |  |  | 9/17/2012 1:17:06 PM
508400 | SM184500-PE(TP) | SM184500-PE(TP) | 21FLSFWM_WQX |  |  |  | 9/17/2012 1:17:07 PM
734468 | SM184500PF | Stream monitoring PF 184500 | WQXTEST |  |  |  | 3/3/2017 1:46:56 PM
508403 | SM185210B | SM185210B | 21FLSFWM_WQX |  |  |  | 9/17/2012 1:17:06 PM
508401 | SM185310B | SM185310B | 21FLSFWM_WQX |  |  |  | 9/17/2012 1:17:07 PM
508420 | SM189222B(MF) | SM189222B(MF) | 21FLSFWM_WQX |  |  |  | 9/17/2012 1:18:55 PM
508189 | SM189222D(MF) | SM189222D(MF) | 21FLSFWM_WQX |  |  |  | 9/18/2012 8:22:49 AM
764574 | SM20 4500-SIO2 | SiO2 | 21FLTHAS_WQX |  |  |  | 1/25/2019 11:23:00 AM
734691 | SM20-4500-CN I/E-99 | Weak Acid Dissociable Distalltion Procedure for Cyanide | MDE_EASP |  |  |  | 4/26/2017 3:14:12 PM
508399 | SM204500-NORGD | SM204500-NORGD | 21FLSFWM_WQX |  |  |  | 9/17/2012 1:17:07 PM
508408 | SM204500-SIO2C | SM204500-SIO2C | 21FLSFWM_WQX |  |  |  | 9/17/2012 1:17:23 PM
110050 | SM2120B | COLOR | 21FLLCPC_WQX | Spectrophotometric analysis of color using HACH methods. |  |  | 1/11/2017 2:53:44 PM
109636 | SM2120B | Color | 21FLORAN_WQX |  |  |  | 10/20/2010 8:10:26 AM
507942 | SM2120C | SM2120C | 21FLSFWM_WQX |  |  |  | 1/31/2019 9:16:53 AM
110143 | SM2130 B | Turbidity | 21FLPDEM_WQX |  |  |  | 2/26/2018 3:26:01 PM
762956 | SM2130-B | APHA Standard Methods: Nephelometric Method | 11NPSWRD_WQX | 2130-B |  |  | 10/16/2018 12:14:58 PM
110057 | SM2130B | TURBIDITY | 21FLLCPC_WQX |  |  |  | 1/11/2017 2:53:44 PM
552322 | SM2130B | SM2130B | INSTOR_WQX |  |  |  | 11/30/2016 12:46:24 PM
291032 | SM2130B Mod | SM2130B Mod | INSTOR_WQX |  |  |  | 6/28/2018 9:17:47 AM
532667 | SM2130B Mod | SM2130B Mod | WQXTEST |  |  |  | 12/30/2013 5:50:02 PM
62934 | SM2130B Mod | SM2130B Mod | 21IND_WQX |  |  |  | 10/27/2011 8:16:01 AM
3209 | SM2310B | Acidity in water by titration | APHA_SM20ED |  |  |  | 1/9/2012 6:34:37 PM
565373 | SM2310B | Acidity Hot | BUNKER_WQX | R5 - method for measuring acidity |  |  | 9/15/2015 5:09:53 PM
3210 | SM2310B4a | Hot Peroxide Acidity | APHA_SM20ED |  |  |  | 1/9/2012 6:34:37 PM
3211 | SM2310B4d | Phenolphthalein acidity, methyl orange acidity | APHA_SM20ED |  |  |  | 1/9/2012 6:34:38 PM
507933 | SM2320B | SM2320B | 21FLSFWM_WQX |  |  |  | 1/31/2019 9:16:51 AM
561654 | SM2320B | Alkalinity, Carbonate, Bicarbonate | R10MIDNITE |  |  |  | 4/1/2015 6:11:44 PM
110048 | SM2320B | TOTAL ALKALINITY AS CaCO3 | 21FLLCPC_WQX |  |  |  | 12/4/2018 2:07:37 PM
109640 | SM2320B | Alkalinity, Total | 21FLORAN_WQX |  |  |  | 10/20/2010 8:12:13 AM
62918 | SM2320B | SM2320B | 21IND_WQX |  |  |  | 7/22/2010 6:55:25 PM
507253 | SM2320B | SM2320B | INSTOR_WQX |  |  |  | 11/26/2018 12:16:11 PM
764437 | SM2320B | Alkalinity, Total | 21FLKISS_WQX |  |  |  | 12/12/2018 12:36:19 PM
67551 | SM2320B | ALKALINITY BY TITRATION | 21MSWQ_WQX |  |  |  | 10/15/2010 12:16:02 PM
507345 | SM2340 | SM2340 | INSTOR_WQX |  |  |  | 5/27/2016 11:23:44 AM
109922 | SM2340 C | Hardness | OTTAWATRIBEOFOK |  |  |  | 11/16/2010 10:44:28 AM
507932 | SM2340B | SM2340B | 21FLSFWM_WQX |  |  |  | 1/31/2019 9:16:51 AM
291026 | SM2340B | SM2340B | INSTOR_WQX |  |  |  | 11/26/2018 12:16:11 PM
109628 | SM2340B | Hardness, Ca, Mg | 21FLORAN_WQX |  |  |  | 12/5/2018 11:52:34 AM
62923 | SM2340B | SM2340B | 21IND_WQX |  |  |  | 10/27/2011 8:16:01 AM
110052 | SM2340B | HARDNESS, CA + MG | 21FLLCPC_WQX |  |  |  | 12/4/2018 2:07:28 PM
532659 | SM2340B | SM2340B | WQXTEST |  |  |  | 12/30/2013 5:50:01 PM
561750 | SM2340B | Hardness, Total | R10MIDNITE |  |  |  | 4/1/2015 6:22:37 PM
213299 | SM2340B MOD | SM2340B MOD | 21ARIZ_WQX |  |  |  | 12/4/2015 11:44:47 AM
507353 | SM2340C | SM2340C | INSTOR_WQX |  |  |  | 3/27/2013 5:07:58 PM
110056 | SM2340C | TOTAL HARDNESS AS CaCO3 | 21FLLCPC_WQX |  |  |  | 1/11/2017 2:54:21 PM
743437 | SM2510-B | APHA Standard Methods: Specific Conductance | 11NPSWRD_WQX | 2510-B |  |  | 10/16/2018 12:14:58 PM
507963 | SM2510A | SM2510A | 21FLSFWM_WQX |  |  |  | 9/19/2012 7:32:43 AM
511523 | SM2510A | SM2510A | INSTOR_WQX |  |  |  | 2/7/2018 3:46:26 PM
291030 | SM2510B | SM2510B | INSTOR_WQX |  |  |  | 2/11/2019 2:47:04 PM
532665 | SM2510B | SM2510B | WQXTEST |  |  |  | 12/30/2013 5:50:02 PM
62932 | SM2510B | SM2510B | 21IND_WQX |  |  |  | 10/27/2011 8:16:01 AM
520558 | SM2510B-F | SM2510B-F | WA_ECOLOGY | Specific Conductivity, Laboratory Method, Conducted in Field |  |  | 1/13/2014 11:54:21 AM
110145 | SM2540 D | Total Suspended Solids (TSS) | 21FLPDEM_WQX |  |  |  | 2/26/2018 3:26:01 PM
291021 | SM2540B | SM2540B | INSTOR_WQX |  |  |  | 11/26/2018 12:17:44 PM
229319 | SM2540B | SM2540B | 21IND_WQX |  |  |  | 10/27/2011 8:16:01 AM
110049 | SM2540C | TOTAL DISSOLVED SOLIDS | 21FLLCPC_WQX |  |  |  | 1/11/2017 2:53:43 PM
107427 | SM2540C | Dissolved Solids | MIAMITRIBEOFOKLAHOMA | Lab results for Dissolved Solids are provided by Accurate Environmental Labs. |  |  | 7/23/2013 3:38:17 PM
291023 | SM2540C | SM2540C | INSTOR_WQX |  |  |  | 11/26/2018 12:17:44 PM
229321 | SM2540C | SM2540C | 21IND_WQX |  |  |  | 10/27/2011 8:16:01 AM
507945 | SM2540C | SM2540C | 21FLSFWM_WQX |  |  |  | 1/31/2019 9:16:51 AM
110054 | SM2540D | TOTAL SUSPENDED SOLIDS | 21FLLCPC_WQX |  |  |  | 1/11/2017 2:53:48 PM
107426 | SM2540D | Suspended Solids | MIAMITRIBEOFOKLAHOMA | Lab results for Suspended Solids are provided by Accurate Environmental Labs. |  |  | 7/23/2013 3:38:16 PM
507934 | SM2540D | SM2540D | 21FLSFWM_WQX |  |  |  | 1/31/2019 9:16:51 AM
229320 | SM2540D | SM2540D | 21IND_WQX |  |  |  | 10/27/2011 8:16:01 AM
62908 | SM2540D | TOTAL SUSPENDED SOLIDS DRIED AT 103-105 DEG C | MEDEP_WQX |  |  |  | 5/24/2010 4:47:32 PM
291022 | SM2540D | SM2540D | INSTOR_WQX |  |  |  | 11/26/2018 12:17:44 PM
764578 | SM2540D/EPA160. | SM2540D/EPA160. | 21FLSFWM_WQX |  |  |  | 1/30/2019 10:09:45 AM
507833 | SM2540E | SM2540E | INSTOR_WQX |  |  |  | 8/7/2015 2:26:17 PM
564664 | SM2540G | SM2540G | INSTOR_WQX |  |  |  | 8/20/2018 1:51:47 PM
20245 | SM2540G | TOTAL SOLIDS | MEDEP_WQX |  |  |  | 11/16/2010 8:54:00 PM
20240 | SM2540GM | STANDARD METHODS: MODIFIED - TOTAL, FIXED AND VOLA | MEDEP_WQX |  |  |  | 9/22/2014 4:59:56 PM
507971 | SM2550B | SM2550B | 21FLSFWM_WQX |  |  |  | 9/19/2012 7:36:38 AM
511051 | SM2550B(1) | SM2550B(1) | INSTOR_WQX |  |  |  | 5/2/2018 11:46:52 AM
532666 | SM2550B(2) | SM2550B(2) | WQXTEST |  |  |  | 12/30/2013 5:50:02 PM
62933 | SM2550B(2) | SM2550B(2) | 21IND_WQX |  |  |  | 10/27/2011 8:16:01 AM
291031 | SM2550B(2) | SM2550B(2) | INSTOR_WQX |  |  |  | 2/11/2019 2:47:04 PM
507919 | SM2710F | SM2710F | INSTOR_WQX |  |  |  | 11/30/2017 1:47:15 PM
511050 | SM3111B | SM3111B | INSTOR_WQX |  |  |  | 6/28/2018 9:17:46 AM
507260 | SM3112B | SM3112B | INSTOR_WQX |  |  |  | 11/4/2015 11:18:31 AM
507964 | SM3113B | SM3113B | 21FLSFWM_WQX |  |  |  | 3/28/2014 8:31:37 AM
507935 | SM3120B | SM3120B | 21FLSFWM_WQX |  |  |  | 1/31/2019 9:16:51 AM
762957 | SM3500-A | APHA Standard Methods: Atomic Absorption Spectrometric Method | 11NPSWRD_WQX | 3500-A |  |  | 10/16/2018 12:14:58 PM
257385 | SM3500-AS.C | ARSENIC BY ICPMS | 21FLWPB_WQX |  |  |  | 11/19/2018 4:04:10 PM
229398 | SM3500-CU.C | COPPER BY ICPMS | 21FLWPB_WQX |  |  |  | 11/19/2018 4:03:56 PM
507508 | SM3500-KD | SM3500-KD | INSTOR_WQX |  |  |  | 8/22/2012 10:20:45 AM
257383 | SM3500-MN.C | MANGANESE BY ICPMS | 21FLWPB_WQX |  |  |  | 11/19/2018 4:05:04 PM
507250 | SM3500-NaD | SM3500-NaD | INSTOR_WQX |  |  |  | 11/4/2015 11:18:32 AM
257382 | SM3500-NI.C | NICKEL BY ICPMS | 21FLWPB_WQX |  |  |  | 11/19/2018 4:05:04 PM
257384 | SM3500-PB.C | LEAD BY ICPMS | 21FLWPB_WQX |  |  |  | 11/19/2018 4:05:04 PM
507239 | SM3500Ca-D | SM3500Ca-D | INSTOR_WQX |  |  |  | 10/18/2018 12:46:47 PM
253992 | SM3500Ca-D | SM3500Ca-D | 21IND_WQX |  |  |  | 10/27/2011 7:46:17 AM
507238 | SM3500Cr-D | SM3500Cr-D | INSTOR_WQX |  |  |  | 9/26/2017 11:48:43 AM
253997 | SM3500Cr-D | SM3500Cr-D | 21IND_WQX |  |  |  | 10/27/2011 7:46:21 AM
743681 | SM4110-B | APHA Standard Methods: Ion-Chromatography with Chemical Suppression of Effluent Conductivity | 11NPSWRD_WQX | 4110-B |  |  | 1/29/2019 4:11:02 PM
764485 | SM4110B | SM4110B | 21FLSFWM_WQX |  |  |  | 1/31/2019 9:16:51 AM
110142 | SM4500 NH3H | Ammonia NH3 | 21FLPDEM_WQX |  |  |  | 2/26/2018 3:26:01 PM
110147 | SM4500 NO3 F | Nitrate + Nitrite NOX | 21FLPDEM_WQX |  |  |  | 2/26/2018 3:26:01 PM
131920 | SM4500-ClC | Same as SM4500Cl-C | LADEQWPD_WQX |  |  |  | 6/17/2013 1:34:15 PM
131925 | SM4500-NH3-B/H | Same as SM4500-NH3B/H | LADEQWPD_WQX |  |  |  | 6/18/2013 8:43:19 AM
131921 | SM4500-NH3-C | Same as SM4500-NH3-C | LADEQWPD_WQX |  |  |  | 6/19/2013 2:25:25 PM
131928 | SM4500-NH3B/H | Nitrogen, ammonia (NH3) as NH3 | LADEQWPD_WQX |  |  |  | 6/17/2013 11:03:22 AM
131922 | SM4500-NO3-E | Same as SM4500-NO3-E | LADEQWPD_WQX |  |  |  | 11/14/2017 1:01:52 PM
762958 | SM4500-NO3-F | APHA Standard Methods: Automated Cadmium Reduction | 11NPSWRD_WQX | SM4500-NO3-F |  |  | 10/16/2018 12:14:58 PM
131927 | SM4500-NO3-F | Same as SM4500-NO3 F | LADEQWPD_WQX |  |  |  | 3/1/2018 6:07:26 PM
540097 | SM4500-NO3F(NOX | SM4500-NO3F(NOX | 21FLSFWM_WQX |  |  |  | 3/28/2014 8:28:07 AM
507251 | SM4500-OC | SM4500-OC | INSTOR_WQX |  |  |  | 2/11/2019 2:47:23 PM
291028 | SM4500-OG | SM4500-OG | INSTOR_WQX |  |  |  | 11/26/2018 12:17:53 PM
532663 | SM4500-OG | SM4500-OG | WQXTEST |  |  |  | 12/30/2013 5:50:02 PM
507982 | SM4500-OG | SM4500-OG | 21FLSFWM_WQX |  |  |  | 3/31/2014 11:13:37 AM
62930 | SM4500-OG | SM4500-OG | 21IND_WQX |  |  |  | 10/27/2011 8:16:01 AM
110146 | SM4500-P F | Orthophosphate as P | 21FLPDEM_WQX |  |  |  | 2/26/2018 3:26:01 PM
548371 | SM4500-P-B,F | SM4500-P-B,F | KINGCOUNTY | APHA standard methods SM4500-P-B and SM4500-P-F. |  |  | 5/15/2014 1:28:27 PM
762959 | SM4500-P-F | APHA Standard Methods: Automated Ascorbic Acid Reduction Method | 11NPSWRD_WQX | 4500-P-F |  |  | 10/16/2018 12:14:58 PM
19914 | SM4500-SI02-C | Same as 4500-SI02 C | LADEQWPD_WQX | APHA method |  |  | 3/23/2016 3:19:48 PM
253993 | SM4500-SiD | SM4500-SiD | 21IND_WQX |  |  |  | 10/27/2011 7:46:17 AM
507236 | SM4500-SiD | SM4500-SiD | INSTOR_WQX |  |  |  | 10/18/2018 12:46:47 PM
530298 | SM4500-SiO2-E | Automated Method for Molybdate-Reactive Silica | NJDEP_BB |  |  |  | 8/11/2016 3:24:26 PM
530297 | SM4500-SIO2-E alk | Automated Method for Molybdate-Reactive Silica SM4500-SIO2-E w/ alkaline digestion Biogenic Silica | NJDEP_BB |  |  |  | 8/11/2016 3:24:26 PM
291011 | SM4500-SO4F | SM4500-SO4F | INSTOR_WQX |  |  |  | 2/7/2018 3:46:26 PM
262117 | SM4500-SO4F | SM4500-SO4F | 21IND_WQX |  |  |  | 10/27/2011 8:16:00 AM
730567 | SM45002510B | SPECIFIC CONDUCTANCE | 21FLLCPC_WQX |  |  |  | 1/11/2017 2:53:44 PM
743338 | SM4500Cl-B | SM4500Cl-B | INSTOR_WQX |  |  |  | 2/7/2018 3:46:26 PM
131929 | SM4500Cl-C | Chloride | LADEQWPD_WQX |  |  |  | 6/18/2013 8:14:36 AM
229317 | SM4500Cl-E | SM4500Cl-E | 21IND_WQX |  |  |  | 10/27/2011 8:16:00 AM
291012 | SM4500Cl-E | SM4500Cl-E | INSTOR_WQX |  |  |  | 11/26/2018 12:17:44 PM
85363 | SM4500Cl-F34 | SM4500Cl-F34 | 21IND_WQX |  |  |  | 4/8/2010 8:57:10 AM
459085 | SM4500Cl-G4C | SM4500Cl-G4C | INSTOR_WQX |  |  |  | 11/30/2017 1:49:09 PM
509458 | SM4500CN-E | SM4500CN-E | INSTOR_WQX |  |  |  | 5/23/2017 1:48:59 PM
507241 | SM4500CN-G | SM4500CN-G | INSTOR_WQX |  |  |  | 10/18/2018 12:46:57 PM
253996 | SM4500CN-G | SM4500CN-G | 21IND_WQX |  |  |  | 10/27/2011 7:46:26 AM
507240 | SM4500CN-I | SM4500CN-I | INSTOR_WQX |  |  |  | 10/29/2018 2:16:48 PM
229324 | SM4500CN-I | SM4500CN-I | 21IND_WQX |  |  |  | 10/27/2011 7:46:26 AM
154767 | SM4500CO2 | STANDARD METHODS: ALKALINITY (CARBON DIOXIDE) | MEDEP_WQX |  |  |  | 11/1/2012 1:17:53 PM
743339 | SM4500F(-)-B | SM4500F(-)-B | INSTOR_WQX |  |  |  | 2/7/2018 3:46:26 PM
291013 | SM4500F(-)-C | SM4500F(-)-C | INSTOR_WQX |  |  |  | 5/27/2016 10:16:30 AM
262118 | SM4500F(-)-C | SM4500F(-)-C | 21IND_WQX |  |  |  | 10/27/2011 8:16:00 AM
107201 | SM4500H | PH VALUE | MEDEP_WQX |  |  |  | 5/21/2010 7:00:42 PM
110058 | SM4500H+B | pH | 21FLLCPC_WQX |  |  |  | 1/11/2017 2:53:44 PM
540098 | SM4500H+B | SM4500H+B | 21FLSFWM_WQX |  |  |  | 3/28/2014 8:29:29 AM
557211 | SM4500H+B | pH Value in Water by Potentiometry Using a Standard Hydrogen Electrode | RM11E_SUPRIFS | Method for Portland Harbor RM11E Supplemental RIFS by GSI Water Solutions 2013-2014 data. National Environmental Methods Index |  | https://www.nemi.gov/methods/method_summary/4707/ | 10/31/2014 4:14:59 PM
511053 | SM4500H-B | SM4500H-B | INSTOR_WQX |  |  |  | 2/11/2019 2:47:23 PM
66312 | SM4500HB | PH | MEDEP_WQX |  |  |  | 5/24/2010 4:50:26 PM
730168 | SM4500M | Calculated value: TKN + Nitrate/Nitrite | CROWCRKS |  |  |  | 11/9/2018 4:42:45 AM
291025 | SM4500N(Org)-B | SM4500N(Org)-B | INSTOR_WQX |  |  |  | 5/23/2018 11:46:38 AM
262119 | SM4500N(Org)-B | SM4500N(Org)-B | 21IND_WQX |  |  |  | 10/25/2011 8:45:42 AM
736091 | SM4500N(Org)-D | SM4500N(Org)-D | INSTOR_WQX |  |  |  | 2/11/2019 2:47:04 PM
505650 | SM4500NB | STANDARD METHODS: NITROGEN (IN LINE UV/PERSULFATE | MEDEP_WQX |  |  |  | 11/1/2012 1:17:53 PM
764484 | SM4500NC | SM4500NC | 21FLSFWM_WQX |  |  |  | 1/31/2019 9:16:49 AM
109924 | SM4500NH3 C | Ammonia as N | OTTAWATRIBEOFOK |  |  |  | 6/24/2011 4:45:28 PM
291016 | SM4500NH3-D | SM4500NH3-D | INSTOR_WQX |  |  |  | 5/23/2018 11:46:38 AM
62925 | SM4500NH3-D | SM4500NH3-D | 21IND_WQX |  |  |  | 10/27/2011 8:16:01 AM
732218 | SM4500NH3-F | SM4500NH3-F | INSTOR_WQX |  |  |  | 5/10/2016 1:16:05 PM
565199 | SM4500NH3-G | SM4500NH3-G | INSTOR_WQX |  |  |  | 2/11/2019 2:47:04 PM
744825 | SM4500NH3G | Nitrogen, Ammonia (Automated Phenate Method) | YAKIMAVLYDAIRIES_WQX | Nitrogen, Ammonia (Automated Phenate Method) |  |  | 1/23/2019 4:43:45 PM
507936 | SM4500NH3H | SM4500NH3H | 21FLSFWM_WQX |  |  |  | 1/31/2019 9:16:49 AM
764577 | SM4500NH3H/NO3F | SM4500NH3H/NO3F | 21FLSFWM_WQX |  |  |  | 1/30/2019 10:09:43 AM
743337 | SM4500NO2-B | SM4500NO2-B | INSTOR_WQX |  |  |  | 2/7/2018 3:46:26 PM
552323 | SM4500NO3-D | SM4500NO3-D | INSTOR_WQX |  |  |  | 2/7/2018 3:46:26 PM
732217 | SM4500NO3-F | SM4500NO3-F | INSTOR_WQX |  |  |  | 2/11/2019 2:47:04 PM
553620 | SM4500NO3F | STANDARD METHODS: NITROGEN (NITRATE) (AUTOMATED CA | MEDEP_WQX |  |  |  | 9/15/2015 3:20:40 PM
507930 | SM4500NO3F | SM4500NO3F | 21FLSFWM_WQX |  |  |  | 1/31/2019 9:16:49 AM
764488 | SM4500NORGD | SM4500NORGD | 21FLSFWM_WQX |  |  |  | 1/31/2019 9:16:51 AM
730566 | SM4500OG | DISSOLVED OXYGEN | 21FLLCPC_WQX |  |  |  | 12/4/2018 2:07:27 PM
109923 | SM4500P E | Ortho-Phosphate | OTTAWATRIBEOFOK |  |  |  | 11/16/2010 11:19:49 AM
566353 | SM4500P-C | SM4500P-C | INSTOR_WQX |  |  |  | 12/16/2016 3:46:08 PM
62928 | SM4500P-E | SM4500P-E | 21IND_WQX |  |  |  | 7/22/2010 6:55:25 PM
510145 | SM4500P-E | SM4500P-E | INSTOR_WQX |  |  |  | 2/11/2019 2:47:04 PM
732219 | SM4500P-F | SM4500P-F | INSTOR_WQX |  |  |  | 2/7/2018 3:46:26 PM
744824 | SM4500PE | Phosphorus (Ascorbic Acid Method) | YAKIMAVLYDAIRIES_WQX | Phosphorus (Ascorbic Acid Method) |  |  | 1/23/2019 4:43:46 PM
107190 | SM4500PE | STANDARD METHODS: PHOSPHORUS (ASCORBIC ACID METHOD | MEDEP_WQX |  |  |  | 8/29/2014 11:19:47 AM
507931 | SM4500PF | SM4500PF | 21FLSFWM_WQX |  |  |  | 1/31/2019 9:16:49 AM
764579 | SM4500PF/NO3F | SM4500PF/NO3F | 21FLSFWM_WQX |  |  |  | 1/30/2019 10:09:45 AM
552386 | SM5210B | STANDARD METHODS: BIOCHEMICAL OXYGEN DEMAND (BOD) | MEDEP_WQX |  |  |  | 8/1/2014 12:57:43 PM
291018 | SM5210B | SM5210B | INSTOR_WQX |  |  |  | 10/31/2018 8:16:16 AM
65764 | SM5210B | SM5210B | 21IND_WQX |  |  |  | 10/27/2011 7:46:13 AM
110055 | SM5210B | BOD 5DAY | 21FLLCPC_WQX |  |  |  | 1/11/2017 2:53:44 PM
508064 | SM5210C | SM5210C | INSTOR_WQX |  |  |  | 5/27/2016 10:48:03 AM
552384 | SM5210C | STANDARD METHODS: ULTIMATE BIOCHEMICAL OXYGEN DEMA | MEDEP_WQX |  |  |  | 8/15/2014 9:57:36 AM
552385 | SM5220C | STANDARD METHODS: CHEMICAL OXYGEN DEMAND (COD) (CL | MEDEP_WQX |  |  |  | 8/1/2014 12:56:14 PM
743427 | SM5220C | SM5220C | INSTOR_WQX |  |  |  | 11/26/2018 12:16:11 PM
62919 | SM5220D | SM5220D | 21IND_WQX |  |  |  | 10/27/2011 7:46:13 AM
507229 | SM5220D | SM5220D | INSTOR_WQX |  |  |  | 11/26/2018 12:17:44 PM
507922 | SM5310 | SM5310 | INSTOR_WQX |  |  |  | 3/8/2016 3:47:35 PM
565366 | SM5310 C-96 | SM 5310 C-96 | WQXTEST | Standard Methods |  |  | 8/10/2015 3:00:19 PM
65507 | SM5310B | SM5310B | 21IND_WQX |  |  |  | 10/27/2011 7:46:13 AM
507939 | SM5310B | SM5310B | 21FLSFWM_WQX |  |  |  | 1/31/2019 9:16:51 AM
507231 | SM5310B | SM5310B | INSTOR_WQX |  |  |  | 11/26/2018 12:17:44 PM
291024 | SM5310C | SM5310C | INSTOR_WQX |  |  |  | 11/26/2018 12:16:11 PM
62929 | SM5310C | SM5310C | 21IND_WQX |  |  |  | 10/27/2011 8:16:01 AM
107195 | SM5310C | TOTAL ORGANIC CARBON (TOC) PERSULFATE-ULTRAVIOLET | MEDEP_WQX |  |  |  | 5/24/2010 4:50:24 PM
744819 | SM5310C | Total Organic Carbon | 31ISC2RS_WQX | SM5310C- SENT OUT |  |  | 4/30/2018 10:15:14 AM
507816 | SM5520C | SM5520C | INSTOR_WQX |  |  |  | 8/7/2015 2:26:17 PM
507333 | SM9213D | SM9213D | INSTOR_WQX |  |  |  | 11/30/2017 1:17:11 PM
66332 | SM9213D | E. COLI MEMBRANE FILTRATION | MEDEP_WQX |  |  |  | 5/24/2010 4:48:23 PM
730193 | SM9221B | SM9221B | INSTOR_WQX |  |  |  | 3/4/2016 11:16:35 AM
507782 | SM9221F | SM9221F | INSTOR_WQX |  |  |  | 3/4/2016 11:16:37 AM
109946 | SM9222 D | Fecal Coliform | OTTAWATRIBEOFOK |  |  |  | 1/17/2011 2:13:23 AM
507927 | SM9222B | SM9222B | INSTOR_WQX |  |  |  | 11/30/2017 1:17:55 PM
551977 | SM9222D | STANDARD METHODS: COLIFORM GROUP (FECAL COLIFORM M | MEDEP_WQX |  |  |  | 7/7/2014 4:37:16 PM
507355 | SM9222D | SM9222D | INSTOR_WQX |  |  |  | 5/27/2016 11:21:25 AM
257381 | SM9223 | Standard Method 9223 Quantitray | SRMTWRP_WQX | The IDEXX Quanti-Tray provides easy, rapid and accurate counts of coliforms, E. coli and enterococci. The IDEXX Quanti-Tray is semi-automated quantification method based on the Standard Methods Most Probable Number (MPN) model. The Quanti-Tray? Sealer automatically distributes the sample/reagent mixture into separate wells. After incubation, the number of positive wells can be converted to an MPN. Quanti-Tray provides counts from one to 200/100 mL. |  |  | 9/13/2011 10:39:34 AM
109926 | SM9223 B | Total Coliform | OTTAWATRIBEOFOK |  |  |  | 1/18/2012 5:31:01 PM
552387 | SM9223/9222B | STANDARD METHODS: ENZYME SUBSTRATE COLIFORM TEST/C | MEDEP_WQX |  |  |  | 9/2/2014 11:07:14 AM
66365 | SM9223B | TOTAL COLIFORM ENZYME SUBSTRATE TEST | MEDEP_WQX |  |  |  | 5/24/2010 4:47:35 PM
730568 | SM9223B | TOTAL COLIFORM BY CHROMOGENIC SUBSTRATE | 21FLLCPC_WQX |  |  |  | 12/4/2018 2:07:29 PM
65762 | SM9223B | SM9223B | 21IND_WQX |  |  |  | 10/27/2011 7:46:13 AM
291033 | SM9223B | SM9223B | INSTOR_WQX |  |  |  | 11/26/2018 12:16:11 PM
530112 | SM:2540C | Total Dissolved Solids (SM:2540C) | SANILDEFONSODECP |  |  |  | 5/7/2013 2:33:35 PM
530113 | SM:2540D | TSS | SANILDEFONSODECP |  |  |  | 5/7/2013 2:33:38 PM
530117 | SM:4500PE | SM:4500PE | SANILDEFONSODECP |  |  |  | 5/7/2013 2:33:36 PM
732124 | SMA2710F | Standard Method 2710 F | EPA_GLNPO |  |  |  | 4/29/2016 4:39:50 PM
520970 | SMC_180.1 | Turbidity by Nephelometry | STOCKBRIDGE_MUNSEE | Unknown; 19--; No Cite - Method Not Cited; Unknown; Vol -- |  |  | 6/14/2018 3:56:53 PM
520973 | SMC_2520-B | Salinity in Water- Electrical Conductivity Method | STOCKBRIDGE_MUNSEE | Unknown; 19--; No Cite - Method Not Cited; Unknown; Vol -- |  |  | 6/14/2018 3:56:53 PM
520972 | SMC_2580 | Oxidation-Reduction Potential of Water | STOCKBRIDGE_MUNSEE | Unknown; 19--; No Cite - Method Not Cited; Unknown; Vol -- |  |  | 6/14/2018 3:56:53 PM
520969 | SMC_2810 | Dissolved Gas Supersaturation | STOCKBRIDGE_MUNSEE | Unknown; 19--; No Cite - Method Not Cited; Unknown; Vol -- |  |  | 6/14/2018 3:56:53 PM
762508 | SMC_310.1 | Alkalinity by Titration | STOCKBRIDGE_MUNSEE | Unknown; 19--; No Cite - Method Not Cited; Unknown; Vol -- |  |  | 6/14/2018 3:59:49 PM
520978 | SMC_350.1 | Ammonia Nitrogen by Colorimetry | STOCKBRIDGE_MUNSEE | Unknown; 19--; No Cite - Method Not Cited; Unknown; Vol -- |  |  | 6/14/2018 3:56:54 PM
520977 | SMC_351.2 | Total Kjeldahl Nitrogen by Colorimetry | STOCKBRIDGE_MUNSEE | Unknown; 19--; No Cite - Method Not Cited; Unknown; Vol -- |  |  | 6/14/2018 3:56:54 PM
520976 | SMC_353.2 | Nitrate and Nitrite by Colorimetry | STOCKBRIDGE_MUNSEE | Unknown; 19--; No Cite - Method Not Cited; Unknown; Vol -- |  |  | 6/14/2018 3:56:54 PM
520968 | SMC_4500-H | pH in Water | STOCKBRIDGE_MUNSEE | Unknown; 19--; No Cite - Method Not Cited; Unknown; Vol -- |  |  | 6/14/2018 3:56:53 PM
520974 | SMC_4500-O-G | Total Dissolved Oxygen by Membrane Electrode Method | STOCKBRIDGE_MUNSEE | Unknown; 19--; No Cite - Method Not Cited; Unknown; Vol -- |  |  | 6/14/2018 3:56:53 PM
520975 | SMC_4500-P-E | Phosphorus in Water by Colorimetry- Ascorbic Acid Method | STOCKBRIDGE_MUNSEE | USEPA; 19--; CLP SOW for Inorganics Analysis-ILM03_0; USEPA; ILM03_0 |  |  | 6/14/2018 3:56:53 PM
520971 | SMC_D4408 | Open-Channel Flow by Acoustic Means | STOCKBRIDGE_MUNSEE | Unknown; 19--; No Cite - Method Not Cited; Unknown; Vol -- |  |  | 6/14/2018 3:56:53 PM
762509 | SMC_HBI | Hilsenhoff's Biotic Index | STOCKBRIDGE_MUNSEE | Hilsenhoff Biotic Index (HBI) (Hilsenhoff 1987, 1988) are oriented toward detection of organic pollution. Richard P. Narf, Eugene L. Lange & Randall C. Wildman; 1984; Statistical Procedures for Applying Hilsenhoff's Biotic Index; Journal of Freshwater Ecology; 2, 441-448 |  |  | 6/14/2018 4:02:24 PM
733491 | SMC_TSS | Total Suspended Solids | STOCKBRIDGE_MUNSEE | Grab water samples filtered through vaccume powered filtration system. Unknown; 19--; No Cite - Method Not Cited; Unknown; Vol -- |  |  | 6/14/2018 3:56:53 PM
732578 | SMEWW 10200 H | Standard Methods for the Examination of Water and Wastewater | UC_REGION_USBOR_WQX | 21st Edition - Chlorophyll a, Chlorophyll a/Pheophytin a |  |  | 8/4/2016 4:22:00 PM
732264 | SMEWW 1030 E | Standard Methods for the Examination of Water and Wastewater | UC_REGION_USBOR_WQX | 21st Edition - Sum of Constituents |  |  | 6/30/2016 1:17:18 PM
732263 | SMEWW 2320 B | Standard Methods for the Examination of Water and Wastewater | UC_REGION_USBOR_WQX | 21st Edition - Alkalinity |  |  | 8/9/2016 11:04:26 AM
732260 | SMEWW 2510 B | Standard Methods for the Examination of Water and Wastewater | UC_REGION_USBOR_WQX | 21st Edition - Specific Conductance |  |  | 8/9/2016 11:04:26 AM
732262 | SMEWW 2540 C | Standard Methods for the Examination of Water and Wastewater | UC_REGION_USBOR_WQX | 21st Edition - TDS, TSS |  |  | 8/9/2016 11:04:26 AM
732265 | SMEWW 3120 B | Standard Methods for the Examination of Water and Wastewater | UC_REGION_USBOR_WQX | 21st Edition - Na, Ca, K, Mg, B, Se |  |  | 8/9/2016 11:04:26 AM
732266 | SMEWW 4110 C | Standard Methods for the Examination of Water and Wastewater | UC_REGION_USBOR_WQX | 21st Edition - Cl, SO4, Br, NO3 |  |  | 8/9/2016 11:04:26 AM
732271 | SMEWW 4500 NH3 H | Standard Methods for the Examination of Water and Wastewater | UC_REGION_USBOR_WQX | 21st Edition - Ammonia |  |  | 6/30/2016 1:26:03 PM
732270 | SMEWW 4500 NO3 F | Standard Methods for the Examination of Water and Wastewater | UC_REGION_USBOR_WQX | 21st Edition - Nitrate/Nitrite |  |  | 6/30/2016 1:25:11 PM
732268 | SMEWW 4500 P F | Standard Methods for the Examination of Water and Wastewater | UC_REGION_USBOR_WQX | 21st Edition - Ortho-P |  |  | 6/30/2016 1:22:16 PM
732269 | SMEWW 4500 P J, P H | Standard Methods for the Examination of Water and Wastewater | UC_REGION_USBOR_WQX | 21st Edition - Total P, Total N |  |  | 6/30/2016 1:26:44 PM
732261 | SMEWW 4500H+ B | Standard Methods for the Examniation of Water and Wastewater | UC_REGION_USBOR_WQX | 21st Edition - pH |  |  | 8/9/2016 11:04:26 AM
4966 | SMWR | Statistical Methods in Water Resources ~ USGS ; Helsel, D.R. and Hirsch, R.M. | USDOI/USGS | Statistical Methods in Water Resources ~ USGS ; Helsel, D.R. and Hirsch, R.M. |  | https://www.nemi.gov/methods/sams_method_summary/11941/ | 7/31/2013 12:00:00 AM
566369 | SOD-INCUBATE-MDEQ-WQ | Sediment Oxygen Demand - Incubation Method | MDEQ_WQ_WQX |  |  |  | 1/22/2016 4:02:23 PM
187280 | SOL-USGS | SOL-USGS | R10BUNKER |  |  |  | 6/16/2011 7:22:21 PM
732125 | SOLIDS | Percent Solids | EPA_GLNPO |  |  |  | 2/21/2019 5:32:26 PM
532099 | Solorzano, | Solorzano, 1969 | CEDEN |  |  |  | 9/28/2013 2:13:59 PM
565891 | SOM01_1 | MULTI-MEDIA & CONCENTRATION,ORGANIC ANALYTICAL SERV FOR SPRF | 21ARIZ_WQX |  |  |  | 11/25/2015 11:34:31 PM
565909 | SOM01_2 | MULTI-MEDIA & CON.,ORGANIC ANALYTICAL SERV FOR SPRF(SOM01.2) | 21ARIZ_WQX |  |  |  | 12/1/2015 12:38:58 PM
730222 | SomeMethodIdentifier | Some method name | OST_SHPD_TEST |  |  |  | 3/17/2016 3:08:28 PM
730202 | SomeMethodIdentifier | Some method name | WQXTEST |  |  |  | 3/11/2016 12:26:20 PM
19295 | SONDE | Hydrolab Datalogger | MDEDAT08_WQX |  |  |  | 9/1/2017 2:12:30 PM
257367 | SONDE | Hydrolab Datalogger | MDE_FIELDSERVICES_WQX |  |  |  | 1/14/2015 9:52:50 AM
565186 | SonTek | SonTek | OSAGENTN |  |  |  | 5/22/2015 8:31:13 AM
19302 | Sontek Flowtrack | SonTek FlowTracker Handheld ADV | 21DELAWQ_WQX | Flow is collected using a SonTek/YSI FlowTracker Handheld ADV by taking multiple measurements within a crosssection of stream at 0.6 times total water depth. The recorded flow represents Total Discharge. |  |  | 10/13/2017 3:30:45 PM
110131 | SOP | DERM SOP | 21FLDADE_WQX |  |  |  | 1/10/2017 4:34:58 PM
67218 | SOP 022 | SM 9222D & 9230C - Microbiological Determinations for Fecal Coliforms and Enterococcus | PR_COAST_WQX | Membrane filter technique. |  |  | 9/25/2018 3:58:11 PM
732247 | SOP 110 | PREQB SOP 110- pH and temperature parameters | PR_COAST_WQX | pH and temperature meter |  |  | 9/25/2018 3:58:11 PM
732253 | SOP 112 | Salinity ( field) | PR_COAST_WQX | QAPP- COSTAS PREQB-SW ~PREQB SOP 112 |  |  | 6/14/2016 12:35:20 PM
732254 | SOP 114 | Dissolved Oxygen (field) | PR_COAST_WQX | QAPP-COSTAS PREQB-SW ~PREQB SOP 114 |  |  | 6/27/2016 1:46:25 PM
732255 | SOP 121 | QAPP-COSTAS | PR_COAST_WQX | QAPP- COSTAS PREQB-SW ~PREQB SOP 121 |  |  | 6/14/2016 12:49:06 PM
731635 | SOP 520 | UNKOWN | SDDENR_WQX |  |  |  | 2/27/2018 5:39:07 PM
732272 | SOP 720 | Standard Operating Procedures | LFWS |  |  |  | 6/30/2016 5:36:41 PM
508192 | SOP UHL-H-016 | Parents and ESA/OXA metabolites | 21IOWA_WQX |  |  |  | 10/30/2018 3:58:43 PM
554874 | SOP UHL-H-016 | Parents and ESA/OXA metabolites | WQXTEST |  |  |  | 10/7/2014 4:18:27 PM
762481 | SOP UHL-H-016 | Parents and ESA/OXA metabolites | IOWAGW_WQX |  |  |  | 5/25/2018 10:12:37 AM
560339 | SOP UHL-H-020 | Pharmaceuticals | 21IOWA_WQX |  |  |  | 10/30/2018 3:59:24 PM
762482 | SOP UHL-H-020 | Pharmaceuticals | IOWAGW_WQX |  |  |  | 5/25/2018 10:12:37 AM
554875 | SOP UHL-H-020 | Pharmaceuticals | WQXTEST |  |  |  | 10/7/2014 4:18:27 PM
763126 | SOP UHL-H-029 | Fungicides | 21IOWA_WQX |  |  |  | 10/30/2018 4:28:52 PM
732248 | SOP-035 | PREQB-SW ~PREQB SOP-035 | PR_COAST_WQX | PREQB-SW ~PREQB SOP-035 |  |  | 6/13/2016 10:21:45 AM
109613 | SOP-10 | Percent Saturation of Dissolved Oxygen | 21FLSARA_WQX | Calculation of the percent saturation of dissolved oxygen (DO) by dividing the measured DO by the value theoretically possible at 100% saturation for the given temperature and salinity of the ambient water. The 100% satuation value is calculated from the equation in Appendix Table 6 of Riley and Skirrow (1975). In practice the calculation is generally carried out by software operating the multiparameter meters used to measure salinity, temperature, and DO. |  |  | 1/25/2019 11:03:19 AM
557937 | SOP-110 | Standard Operation Procedure for the Determination of pH and Temperature | PR_BEACH_WQX |  |  |  | 2/13/2019 3:31:56 PM
109729 | SOP-2 | Field/Lab SOP IRLWQMN | 21FLVEMD_WQX |  |  |  | 11/21/2016 3:55:00 PM
257441 | SOP-2 | To be updated | 21FLTPA_WQX |  |  |  | 3/11/2014 1:42:48 PM
109594 | SOP-4 | Percent Cloud Cover | 21FLORL_WQX | Estimation of % of celestial hemisphere obscured by clouds, generally in 10% increments. Determined by mentally arranging all visible clouds against one horozon and estimating the fraction of the dome obscured. |  |  | 12/5/2018 12:24:49 PM
109617 | SOP-4 | Percent Cloud Cover | 21FLSARA_WQX | Estimation of % of celestial hemisphere obscured by clouds, generally in 10% increments. Determined by mentally arranging all visible clouds against one horozon and estimating the fraction of the dome obscured. |  |  | 1/25/2019 11:03:20 AM
109616 | SOP-5 | Wind Direction and Velocity | 21FLSARA_WQX |  |  |  | 1/25/2019 11:03:20 AM
109595 | SOP-5 | Wind Direction and Velocity | 21FLORL_WQX |  |  |  | 6/2/2014 2:38:55 PM
109618 | SOP-6 | Wave Height | 21FLSARA_WQX |  |  |  | 1/25/2019 11:03:20 AM
109596 | SOP-6 | Wave Height | 21FLORL_WQX |  |  |  | 12/5/2018 12:24:49 PM
109615 | SOP-7 | Depth to bottom | 21FLSARA_WQX |  |  |  | 1/25/2019 11:03:19 AM
109614 | SOP-9 | Attenuation Coefficient | 21FLSARA_WQX | Two intercalibrated LiCor PAR sensors (2-pi) are used in a fixed separation configuration to simultaneously measure PAR at two depths. Attenuation coefficients are calculated from these values. |  |  | 1/25/2019 11:03:19 AM
110081 | SOP-AB03 | SOP-AB03 | 21FLPNS_WQX |  |  |  | 5/30/2014 11:07:42 AM
262105 | SOP-AB03 | SOP-AB03 | 21FLWQSP_WQX |  |  |  | 11/16/2018 2:09:09 PM
274960 | SOP-AB03 | SOP-AB03 | 21FLA_WQX |  |  |  | 5/13/2014 12:28:24 PM
110045 | SOP-AB03 | SOP-AB03 | 21FLCEN_WQX |  |  |  | 8/20/2014 2:02:23 PM
505188 | SOP-AB03 | SOP-AB03 | 21FLTPA_WQX |  |  |  | 3/12/2014 8:21:08 AM
505187 | SOP-AB03.1 | SOP-AB03_1 | 21FLTPA_WQX |  |  |  | 3/12/2014 8:21:08 AM
262104 | SOP-AB03.1 | SOP-AB03_1 | 21FLWQSP_WQX |  |  |  | 11/16/2018 2:08:28 PM
110080 | SOP-AB03.1 | SOP-AB03_1 | 21FLPNS_WQX |  |  |  | 5/30/2014 11:07:42 AM
110730 | SOP-AB03.1 | SOP-AB03_1 | 21FLWQA_WQX |  |  |  | 11/19/2018 9:10:54 AM
274959 | SOP-AB03.1 | SOP-AB03_1 | 21FLA_WQX |  |  |  | 5/13/2014 12:28:24 PM
110046 | SOP-AB03.1 | SOP-AB03_1 | 21FLCEN_WQX |  |  |  | 8/20/2014 2:02:23 PM
262108 | SOP-AB03_1 | Phytoplankton-Quantitative-#Diatom Taxa | 21FLFTM_WQX |  |  |  | 6/20/2012 3:26:11 PM
262084 | SOP-AB03_1 | Phytoplankton Identification - Diatom | 21FLCEN_WQX |  |  |  | 8/20/2014 2:02:22 PM
262088 | SOP-AB04 | Phytoplankton Identification - Wet | 21FLCEN_WQX |  |  |  | 8/20/2014 12:06:13 PM
262110 | SOP-AB05 | DEP Phytoplankton (Diatom) Analysis Procedure | 21FLFTM_WQX |  |  |  | 6/20/2012 3:23:56 PM
505185 | SOP-AB05 | SOP-AB05 | 21FLTPA_WQX |  |  |  | 3/12/2014 8:29:37 AM
290959 | SOP-AB05 | SOP-AB05 | 21FLA_WQX |  |  |  | 5/14/2014 11:06:11 AM
110731 | SOP-AB05 | SOP-AB05 | 21FLWQA_WQX |  |  |  | 11/19/2018 9:10:54 AM
110043 | SOP-AB05 | DEP Phytoplankton Preparation - Wet Taxa | 21FLCEN_WQX |  |  |  | 8/20/2014 2:02:22 PM
743345 | SOP-AB05.1 | SOP-AB05_1 | 21FLFTM_WQX |  |  |  | 1/16/2018 2:42:32 PM
505186 | SOP-AB05.1 | SOP-AB05_1 | 21FLTPA_WQX |  |  |  | 11/20/2018 2:05:30 PM
290960 | SOP-AB05.1 | SOP-AB05_1 | 21FLA_WQX |  |  |  | 5/14/2014 11:06:11 AM
733304 | SOP-AB05.1 | SOP-AB05_1 | 21FLWPB_WQX |  |  |  | 11/20/2018 9:17:04 AM
733216 | SOP-AB05.1 | SOP-AB05_1 | 21FLWQA_WQX |  |  |  | 11/19/2018 9:13:22 AM
733201 | SOP-AB05.1 | SOP-AB05_1 | 21FLWQSP_WQX |  |  |  | 11/16/2018 2:08:41 PM
764419 | SOP-AB05.1 | SOP-AB05_1 | 21FLWET_WQX |  |  |  | 12/7/2018 3:25:48 PM
110042 | SOP-AB05.1 | SOP-AB05_1 | 21FLCEN_WQX |  |  |  | 11/22/2016 3:27:06 PM
262080 | SOP-ANALY | Standard Analytical Procedure | 21FLCEN_WQX |  |  |  | 8/20/2014 9:19:09 AM
110724 | SOP-BB15 | SOP-BB15 | 21FLWQA_WQX |  |  |  | 11/19/2018 9:15:44 AM
764408 | SOP-GC-011-5 | SOP-GC-011-5 | 21FLGWMS_WQX |  |  |  | 12/7/2018 3:10:14 PM
532291 | SOP-GC-011-5 | DEP SOP GC-011-5 (based on EPA 608 and 617) | 21FLWQA_WQX |  |  |  | 11/19/2018 9:07:24 AM
533065 | SOP-GC-011-5 | DEP SOP GC-011-5 (based on EPA 608 and 617) | 21FLWPB_WQX |  |  |  | 11/20/2018 10:31:14 AM
525269 | SOP-GC-011-5 | DEP SOP GC-011-5 (based on EPA 608 and 617) | 21FLTPA_WQX |  |  |  | 9/15/2014 10:46:05 AM
532286 | SOP-GC-011-5 | DEP SOP GC-011-5 (based on EPA 608 and 617) | 21FLFTM_WQX |  |  |  | 11/29/2016 10:39:42 AM
531172 | SOP-GC-011-5 | DEP SOP GC-011-5 (based on EPA 608 and 617) | 21FLCEN_WQX |  |  |  | 11/22/2016 3:22:42 PM
550823 | SOP-GC-011-5 | DEP SOP GC-011-5 (based on EPA 608 and 617) | 21FLA_WQX |  |  |  | 5/14/2014 9:52:01 AM
532563 | SOP-GC-011-5 | DEP SOP GC-011-5 (based on EPA 608 and 617) | 21FLPNS_WQX |  |  |  | 11/23/2016 9:58:46 AM
262100 | SOP-GC-011-5 | DEP SOP GC-011-5 (based on EPA 608 and 617) | 21FLWQSP_WQX |  |  |  | 11/16/2018 2:08:41 PM
764469 | SOP-GC-011-5 | SOP-GC-011-5 | 21FLTLHR_WQX |  |  |  | 12/13/2018 2:26:21 PM
533068 | SOP-GC-012-3 | DEP SOP GC-012-3 (based on EPA 614, 619, 622, 633 and 507) | 21FLWQSP_WQX |  |  |  | 11/16/2018 2:08:36 PM
110728 | SOP-GC-030-1 | DEP SOP GC-030-1 | 21FLWQA_WQX |  |  |  | 11/19/2018 9:07:32 AM
532284 | SOP-IZ06 | SOP-IZ06 | 21FLFTM_WQX |  |  |  | 10/1/2013 12:45:08 PM
110015 | SOP-IZ06 | SOP-IZ06 | 21FLWPB_WQX |  |  |  | 11/20/2018 9:16:01 AM
532288 | SOP-IZ06 | SOP-IZ06 | 21FLTPA_WQX |  |  |  | 3/12/2014 8:19:37 AM
110079 | SOP-IZ06 | SOP-IZ06 | 21FLPNS_WQX |  |  |  | 5/30/2014 2:43:09 PM
110099 | SOP-IZ06 | SOP-IZ06 | 21FLA_WQX |  |  |  | 5/14/2014 9:42:40 AM
110040 | SOP-IZ06 | SOP-IZ06 | 21FLCEN_WQX |  |  |  | 8/20/2014 2:04:51 PM
262106 | SOP-IZ06 | SOP-IZ06 | 21FLWQSP_WQX |  |  |  | 11/16/2018 2:14:59 PM
764401 | SOP-LC-001-2 | SOP-LC-001-2 | 21FLGWMS_WQX |  |  |  | 12/7/2018 3:10:12 PM
733205 | SOP-LC-001-2 | SOP-LC-001-2 | 21FLCEN_WQX | SOP-LC-001-2 |  |  | 11/22/2016 3:21:43 PM
733305 | SOP-LC-001-2 | Analysis of Pesticides | 21FLWPB_WQX |  |  |  | 11/20/2018 9:15:01 AM
562780 | SOP-LC-001-2 | SOP-LC-001-2 | 21FLFTM_WQX |  |  |  | 11/29/2016 10:52:24 AM
763845 | SOP-LC-001-2 | SOP-LC-001-2 | 21FLWQSP_WQX | SOP-LC-001-2 |  |  | 11/16/2018 2:09:56 PM
553649 | SOP-LC-001-2 | SOP: LC-001-2 (based on USGS O-2060-01) | 21FLPNS_WQX |  |  |  | 11/23/2016 9:57:35 AM
109523 | SOP_MSLC003 | BATTELLE INTERNAL METHOD FOR PERCENT DRY WEIGHT AN | MEDEP_WQX |  |  |  | 12/2/2014 9:28:05 AM
301154 | SP006 | Static Water Level | TEPA29 | MethodDescriptionText |  |  | 1/11/2019 7:55:50 PM
4962 | SPARROW (SOFT) | SPARROW, SPAtially Referenced Regression on Watershed (software) | USDOI/USGS | SPARROW, SPAtially Referenced Regression on Watershed Attributes (software) ~ USGS NAWQA ; Preston, S.D., and Alexander, R.B. |  | https://www.nemi.gov/methods/sams_method_summary/11933/ | 7/31/2013 12:00:00 AM
4963 | SPARROW (WEB) | SPARROW, SPAtially Referenced Regression on Watershed (website) | USDOI/USGS | SPARROW, SPAtially Referenced Regression on Watershed Attributes (website) ~ USGS NAWQA ; Preston, S.D., and Alexander, R.B. |  | https://www.nemi.gov/methods/sams_method_summary/11965/ | 7/31/2013 12:00:00 AM
5071 | SPATIAL SURVEY | spsurvey: Spatial Survey Design and Analysis ~ EPA ; Kincaid, T. and Olsen, A.R. | USEPA | spsurvey: Spatial Survey Design and Analysis ~ EPA ; Kincaid, T. and Olsen, A.R. |  | https://www.nemi.gov/methods/sams_method_summary/11950/ | 7/31/2013 12:00:00 AM
762741 | SPE-HPLC-FL | Optical brighteners/fluorescent whitening agents in water by SPE-HPLC-FL detection method | MA_DEP | Solid phase extraction, high-performance liquid chromatography, fluorescence detection method for optical brighteners/fluorescent whitening agents (MassDEP Senator William X. Wall Experiment Station laboratory method) |  |  | 11/15/2018 1:50:00 PM
764494 | SPE-HPLC-FL | Optical brighteners/fluorescent whitening agents in water by SPE-HPLC-FL detection method | MASSDEP | Solid phase extraction, high-performance liquid chromatography, fluorescence detection method for optical brighteners/fluorescent whitening agents (MassDEP Senator William X. Wall Experiment Station laboratory method) |  |  | 12/21/2018 4:20:20 PM
762748 | SPE-HPLC-FL | Optical brighteners/fluorescent whitening agents in water by SPE-HPLC-FL detection method | WQXTEST | Solid phase extraction, high-performance liquid chromatography, fluorescence detection method for optical brighteners/fluorescent whitening agents (MassDEP Senator William X. Wall Experiment Station laboratory method) | MA_DEP |  | 11/9/2018 12:48:09 PM
4964 | SPMD DATA COLLECTION | Passive monitoring for organic contaminants in water using semipermeable membrane devices (SPMDs) | USDOI/USGS | SPMD Data Collection ~ USGS ; Passive monitoring for organic contaminants in water using semipermeable membrane devices (SPMDs) |  | https://www.nemi.gov/methods/method_summary/9915/ | 7/31/2013 12:00:00 AM
4965 | SPMDS | Passive sampling of organic compounds in water, air, and soil/sediment by SPMDs | USDOI/USGS | SPMDs ~ USGS ; Passive sampling of organic compounds in water, air, and soil/sediment by SPMDs |  | https://www.nemi.gov/methods/method_summary/9973/ | 7/31/2013 12:00:00 AM
5563 | SPMM | Stream Periphyton Monitoring Manual | NZME-NIWA | https://www.niwa.co.nz/freshwater/management-tools/ecological-monitoring/stream-periphyton-monitoring-manual |  |  | 9/9/2016 1:30:00 PM
2849 | SR-01 | Radiostrontium in Food Ash and Solids | USEPA |  |  |  | 8/12/2006 11:50:00 PM
1273 | SR-01(A) | Strontium | USDOE/EML |  |  |  | 8/12/2006 11:50:00 PM
1274 | SR-01(SCN) | Strontium-89 | USDOE/EML |  |  |  | 8/12/2006 11:50:00 PM
1275 | SR-02 | Strontium-90 | USDOE/EML |  |  |  | 8/12/2006 11:50:00 PM
2850 | SR-02 | Radiostrontium in Milk | USEPA |  |  |  | 8/12/2006 11:50:00 PM
2851 | SR-03 | Strontium-90 in Urine | USEPA |  |  |  | 8/12/2006 11:50:00 PM
4744 | SR-03-RC | Strontium-90 in Environmental Matrices | USDOE/EML | Sr-03-RC ~ DOE EML ; Strontium-90 in Environmental Matrices |  | https://www.nemi.gov/methods/method_summary/4850/ | 7/31/2013 12:00:00 AM
2852 | SR-04 | Radiostrontium in Aqueous Media | USEPA |  |  |  | 8/12/2006 11:50:00 PM
4745 | SR-04-RC | Strontium-90 in Water Containing Other Radioisotopes by Cerenkov Counting | USDOE/EML | Sr-04-RC ~ DOE EML ; Strontium-90 in Water Containing Other Radioisotopes by Cerenkov Counting |  | https://www.nemi.gov/methods/method_summary/4851/ | 7/31/2013 12:00:00 AM
561651 | SRADIOMETRIC | Suspended Radiometric | R10MIDNITE |  |  |  | 4/1/2015 6:06:23 PM
458952 | SRP | Soluble Reactive Phosphorus | FWC_WQMP_WQX | Water samples for dissolved nutrients were dispensed into 3x sample rinsed 150 ml syringes which were then filtered by hand through 25 mm glass fiber filters (Whatman GF/F) into 3x sample rinsed 60 ml HDPE bottles. |  |  | 4/8/2016 11:42:48 AM
565929 | Standard NWS Rain Ga | Standard NWS Rain Gauge | INSTOR_WQX |  |  |  | 12/15/2015 10:46:29 AM
225988 | STANDARDMETH | Standard Methods for the Examination of Water and Wastewater | 21FLBFA_WQX |  |  |  | 11/20/2018 11:29:25 AM
257292 | STANDARDMETHODS | Standard Methods for the Examination of Water and Wastewater | 21FLCMP_WQX |  |  |  | 11/21/2018 10:56:51 AM
757120 | StandardMethods 2540 | Standard Methods 2540 D | RTI |  |  |  | 5/23/2018 1:38:00 PM
262257 | STANDMETH | Standard Methods for the Examination of Water and Wastewater | 21FLPNS_WQX |  |  |  | 11/23/2016 9:57:22 AM
257420 | STATION OBS | STATION OBS | UTAHDWQ_WQX |  |  |  | 3/10/2016 5:43:34 PM
5215 | STATISTICAL METHODS | Using Statistical Methods for Water Quality Management ~ NIWA ; McBride, Graham B. | NIWA | Using Statistical Methods for Water Quality Management ~ NIWA ; McBride, Graham B. |  | https://www.nemi.gov/methods/sams_method_summary/11946/ | 7/31/2013 12:00:00 AM
5073 | STATISTICAL PRIMER | Statistical Primer ~ EPA ; U.S. Environmental Protection and Leska Fore | USEPA | Statistical Primer ~ EPA ; U.S. Environmental Protection and Leska Fore |  | https://www.nemi.gov/methods/sams_method_summary/11936/ | 7/31/2013 12:00:00 AM
4956 | STATISTICS (PROGRAM) | OPR-PPR, a Computer Program for Assessing Data Importance to Model Predictions Using Linear Statistics (program) | USDOI/USGS | OPR-PPR, a Computer Program for Assessing Data Importance to Model Predictions Using Linear Statistics (program) ~ USGS ; Tonkin, M.J., Tiedeman C. R., Ely D.M., and Hill M.C. |  | https://www.nemi.gov/methods/sams_method_summary/11394/ | 7/31/2013 12:00:00 AM
4957 | STATISTICS (REPORT) | OPR-PPR, a Computer Program for Assessing Data Importance to Model Predictions Using Linear Statistics (report) | USDOI/USGS | OPR-PPR, a Computer Program for Assessing Data Importance to Model Predictions Using Linear Statistics (report) ~ USGS ; Tonkin, M.J., Tiedeman C. R., Ely D.M., and Hill M.C. |  | https://www.nemi.gov/methods/sams_method_summary/11923/ | 7/31/2013 12:00:00 AM
5229 | STATISTICS FOR ESM | Statistics for Environmental Science and Management ~ WEST Inc | WEST INC | Statistics for Environmental Science and Management ~ WEST Inc ; Manly, Bryan F.J. |  | https://www.nemi.gov/methods/sams_method_summary/11948/ | 7/31/2013 12:00:00 AM
757123 | Steeman Nielsen's | Steeman Nielsen's (1952) 14C bicarbonate method | RTI |  |  |  | 5/21/2018 9:13:24 AM
732126 | STF-V | Visual | EPA_GLNPO |  |  |  | 4/19/2016 12:40:42 PM
505747 | STL-ALKYLTINS | STL Status Trends GC-FPD method for Tributyltin | HI301H_WQX |  |  |  | 7/17/2012 11:34:59 PM
505744 | STL-ALKYLTINS | STL Status Trends GC-FPD method for Tributyltin chloride | TESTGCSWQX |  |  |  | 7/9/2012 9:22:39 PM
5095 | STORM DISCHARGE EST | Estimating storm discharge and water quality data uncertainty: A software tool | USDA | Estimating storm discharge and water quality data uncertainty: A software tool for monitoring and modeling applications. ~ USDA-ARS ; Harmel, R.D., D.R. Smith, K.W. King, and R.M. Slade |  | https://www.nemi.gov/methods/sams_method_summary/11940/ | 7/31/2013 12:00:00 AM
4960 | STREAM HABITAT | Revised Methods for Characterizing Stream Habitat in the National Water-Quality Assessment Program | USDOI/USGS | Revised Methods for Characterizing Stream Habitat in the National Water-Quality Assessment Program ~ USGS NAWQA ; Fitzpatrick, F.A., Waite, I.R., D'Arconte, P.J., Meador, M.R., Maupin, M.A., and Gurtz, M.E. |  | https://www.nemi.gov/methods/sams_method_summary/11935/ | 7/31/2013 12:00:00 AM
4748 | STREAM METABOLISM | Automated Routines for Calculating Whole-Stream Metabolism: Theoretical Background and User Guide | USDOI/USGS | Automated Routines for Calculating Whole-Stream Metabolism: Theoretical Background and User's Guide ~ USGS ; Bales, J.D., and Nardi, M.R. |  | https://www.nemi.gov/methods/sams_method_summary/11930/ | 7/31/2013 12:00:00 AM
4967 | STREAM METABOLSM PRG | Stream Metabolism Program | USDOI/USGS | Stream Metabolism Program ~ USGS ; Bales, J.D., and Nardi, M.R. |  | https://www.nemi.gov/methods/sams_method_summary/11931/ | 7/31/2013 12:00:00 AM
505169 | SU SOP | Southern Ute Tribe Standard Operating Procedures | SOUTHUTE |  |  |  | 3/29/2018 5:54:46 PM
110022 | SU-IMI/LCMS | SU-IMI/LCMS (UHL) | 21IOWA_WQX |  |  |  | 12/19/2014 11:18:19 AM
213093 | SULFUR | SULFUR | R10BUNKER |  |  |  | 6/27/2011 1:17:58 PM
551296 | SUMCATION/ANION | Sum of cations and anions | NRTHCHEY |  |  |  | 8/30/2018 9:34:01 AM
744628 | SU_UNKNOWN | SU_UKNOWN | SOUTHUTE |  |  |  | 3/28/2018 6:10:27 PM
561834 | SV-CLP | Semivolatiles Organics - CLP | R10MIDNITE |  |  |  | 4/1/2015 6:24:28 PM
561830 | SV-CLP-LOW | Semivolatiles-CLP-Low Concentration | R10MIDNITE |  |  |  | 4/1/2015 6:28:55 PM
514131 | SVOC S.2G | SVOC S.2G | EPA_R7_WQX | This analysis is performed using Region 7 RLAB Method 3230.2G. A 50 gram sample is extracted with methylene chloride using accelerated solvent extraction, a sonication probe, or chromatographic column. The extract is cleaned-up using gel permeation chromatography (GPC). The cleaned extract is concentrated to 2.0 mL and analyzed by Gas Chromatography using a Mass Spectrometer detector (GC/MS). The reporting limits range from 80 to 400 ug/Kg (ppb). The SOP is based on EPA methods SW846-8270D and -3545, and meets the requirements of the RCRA, and Superfund programs. It is applicable to soil and sediment samples. The analytes, which are also referred to as BNA's, consist of 66 compounds from various chemical classes including phenols, polynuclear aromatic compounds (PAH's), anilines, phthalates, chlorinated benzenes, and others. A tentatively identified compound (TIC) list is also included in the data package and aids in determining interferences and other types compounds that could be present, although the quantified amount for TIC's are a rough estimate. The samples need to be collected in 8 oz glass jars, refrigerated at 4 C, and protected from exposure to light. Interferences usually result from high molecular weight hydrocarbons or other contaminates co-extracted with the sample. Holding time is 14 days. |  |  | 12/14/2015 12:56:50 PM
743356 | SVOC S.2H | EPA Region 7 RLAB Method 3230.2H | EPA_R7_WQX | This analysis is performed using Region 7 RLAB Method 3230.2H. A 50 gram sample is extracted with methylene chloride using accelerated solvent extraction or automated soxhlet. The extract is cleanedup using gel permeation chromatography (GPC). The cleaned extract is concentrated to 2.0 mL and analyzed by Gas Chromatography using a Mass Spectrometer detector (GC/MS). The reporting limits range from 80 to 400 ug/Kg (ppb). The SOP is based on EPA methods SW846-8270D and -3545, and meets the requirements of the RCRA, and Superfund programs. It is applicable to soil and sediment samples. The analytes, which are also referred to as BNA's, consist of 66 compounds from various chemical classes including phenols, polynuclear aromatic compounds (PAH's), anilines, phthalates, chlorinated benzenes, and others. A tentatively identified compound (TIC) list is also included in the data package and aids in determining interferences and other types compounds that could be present, although the quantified amount for TIC's are a rough estimate. The samples need to be collected in 8 oz glass jars, refrigerated at 4 C, and protected from exposure to light. Interferences usually result from high molecular weight hydrocarbons or other contaminates co-extracted with the sample. Holding time is 14 days. Analysis Summary: Method: EPA Region 7 RLAB Method 3230.2H Method Title: Analysis of Water, Solids, and Hazardous Waste for Semivolatile Organic Compounds |  |  | 1/26/2018 2:45:17 PM
555384 | SVOC W LCMS.1A | Organic Compounds in Water by LCMSMS | EPA_R7_WQX | This analysis is performed using Region 7 RLAB Method 3280.1A. This analysis covers the determination of a variety of organic compounds in water by direct injection ultra high pressure liquid chromatography with tandem mass spectrometry using electrospray ionization and multiple reaction monitoring. It is based loosely on EPA Region 8 SOP ORGM-550 and EPA Method 536. The extent of the sample preparation includes filtering approximately 5 mL of sample, adding 10 uL of internal standard to a 1.0 mL aliquot of the filtered sample, and injecting 50 uL of sample for analysis by LCMS/ MS. Analytical run times by this technique are 10 minutes. Detection in LC/MS/MS is significantly enhanced by the use of UPLC. Superior analyte resolution and reduced analyte dispersion promote increased electrospray ionization efficiency (e.g. through reduced ion suppression). These advances in detection of pesticides have fostered the development of a fast, powerful, and sensitive analytical method for the trace detection of pesticides in water samples (reporting limits in the 20 - 250 ng/L range). Analysis Summary: Method: EPA Region 7 RLAB Method 3280.1A Method Title: Determination of Organics in Water by Direct Injection LCMSMS |  |  | 12/14/2015 12:56:51 PM
743354 | SVOC W LCMS.1C | EPA Region 7 RLAB Method 3280.1C | EPA_R7_WQX | This analysis is performed using Region 7 RLAB Method 3280.1C. This analysis covers the determination of a variety of organic compounds in water by direct injection ultra high pressure liquid chromatography with tandem mass spectrometry using electrospray ionization and multiple reaction monitoring. It is based loosely on EPA Region 8 SOP ORGM-550 and EPA Method 536. The extent of the sample preparation includes filtering approximately 5 mL of sample, adding 10 uL of internal standard to a 1.0 mL aliquot of the filtered sample, and injecting 50 uL of sample for analysis by LC/MS/MS. Analytical run times by this technique are 11 minutes. Detection in LC/MS/MS is significantly enhanced by the use of UPLC. Superior analyte resolution and reduced analyte dispersion promote increased electrospray ionization efficiency (e.g. through reduced ion suppression). These advances in detection of pesticides have fostered the development of a fast, powerful, and sensitive analytical method for the trace detection of pesticides in water samples (reporting limits in the 20 - 400 ng/L range). Analysis Summary: Method: EPA Region 7 RLAB Method 3280.1C Method Title: Determination of Organics in Water by Direct Injection LCMSMS |  |  | 3/26/2018 2:22:29 PM
514126 | SVOC W.20A | SVOC W.20A | EPA_R7_WQX | This analysis is performed using RLAB Method 3230.20A. A 100 mL or 5 mL water sample is extracted using a stir bar sorptive extraction technique for 21 hours or 1.5 hours, respectively. The stir bar is then thermally desorbed, the compounds of interest are cryofocused and analyzed by Gas Chromatography using a Mass Spectrometer detector (GC/MS). The reporting limits range from 0.02 to 0.50 ug/L (ppb). The method is a combination of EPA method 625 and a novel extraction technique that is not yet accepted by EPA programs. As such, it cannot be used for compliance enforcement purposes. It is applicable to drinking water, surface water, waste water and ground water. The analytes consist of 51 compounds from various chemical classes including pesticides, polynuclear aromatic compounds (PAH's), phthalates, estrogens, personal care products, and others. A tentatively identified compound (TIC) list is also included in the data package and aids in determining interferences and other types compounds that could be present, although the quantified amount for TIC's are a rough estimate. The samples need to be collected in 32 oz amber jugs or in 80 oz amber jugs with at least one sample collected in duplicate for lab QC. The samples require no preservative except refrigeration and minimal exposure to light. Interferences usually result from high molecular weight hydrocarbons or other contaminates coextracted with the sample, although phthalate interferences can result if plastic tubing is used in sample collection. Holding time is 7 days for extraction and 14 days for analysis. |  |  | 12/14/2015 12:56:51 PM
565207 | SVOC W.20B | Semi-Volatile Organic Compounds in Water by Stir Bar Sorptive Extraction and GC/MS | EPA_R7_WQX | This analysis is performed using RLAB Method 3230.20B. A 100 mL or 5 mL water sample is extracted using a stir bar sorptive extraction technique for 21 hours or 1.5 hours, respectively. The stir bar is then thermally desorbed, the compounds of interest are cryofocused and analyzed by Gas Chromatography using a Mass Spectrometer detector (GC/MS). The reporting limits range from 0.02 to 0.20 ug/L (ppb). The method is a combination of EPA method 625 and a novel extraction technique that is not yet accepted by EPA programs. As such, it cannot be used for compliance enforcement purposes. It is applicable to drinking water, surface water, waste water and ground water. The analytes consist of 89 compounds from various chemical classes including pesticides, polynuclear aromatic compounds (PAH's), phthalates, estrogens, personal care products, and others. A tentatively identified compound (TIC) list is also included in the data package and aids in determining interferences and other types compounds that could be present, although the quantified amount for TIC's are a rough estimate. The samples need to be collected in 32 oz amber jugs or in 80 oz amber jugs with at least one sample collected in duplicate for lab QC. The samples require no preservative except refrigeration and minimal exposure to light. Interferences usually result from high molecular weight hydrocarbons or other contaminates co-extracted with the sample, although phthalate interferences can result if plastic tubing is used in sample collection. Holding time is 7 days for extraction and 14 days for analysis. |  |  | 12/14/2015 12:56:51 PM
107517 | SVT-003 | SVT-003 | SELDOVIA |  |  |  | 7/30/2010 1:52:27 PM
131887 | SVT-004 | Zooplankton Counting Technique | SELDOVIA | Counting technique established by Kachemak Bay Research Reserve (KBBR) |  |  | 5/28/2013 5:28:40 PM
742850 | SW 6020 | SW 6020 | AZDEQ_WPD |  |  |  | 9/24/2018 10:50:14 AM
741436 | SW 6020 | SW 6020 | AZDEQ_SW |  |  |  | 9/20/2017 11:20:35 AM
742928 | SW 6020 | SW 6020 | AZDEQ_GW |  |  |  | 11/3/2017 10:17:58 AM
261971 | SW 6020 | INDUCTIVELY COUPLED PLASMA - MASS SPECTROMETRY | 21ARIZ_WQX |  |  |  | 5/12/2016 2:27:53 AM
741481 | SW 7196A | SW 7196A | AZDEQ_WPD |  |  |  | 12/17/2018 5:33:03 PM
565491 | SW 7196A | SW 846 7196A HEXAVALENT CROMIUM | 21ARIZ_WQX |  |  |  | 11/25/2015 11:48:02 PM
20162 | SW AMM | Seawater Ammonia | HI301H_WQX | EPA 350.1 modified |  |  | 2/13/2019 7:03:55 PM
20165 | SW CHL | Seawater Chlorophyll a | HI301H_WQX | EPA 445.0 modified |  |  | 2/13/2019 7:03:55 PM
20161 | SW NN | Seawater Nitrate-Nitrite | HI301H_WQX | EPA 353.2 modified |  |  | 2/13/2019 7:03:55 PM
20163 | SW TN | Seawater Total Nitrogen | HI301H_WQX | Persulfate Digestion/EPA 353.2 |  |  | 2/13/2019 7:03:55 PM
20164 | SW TP | Seawater Total Phosporus | HI301H_WQX | EPA 365.4 modified |  |  | 2/13/2019 7:03:55 PM
764540 | SW-846 8260 B | Volatile Organic Compounds by Gas Chromatography-Mass Spectrometry (GC/MS) | 21NC03WQ |  |  |  | 1/29/2019 11:35:33 AM
530118 | SW-846:8290 | Polychlorinated Dibenzodioxins/Polychlorinated Dibenzofurans (SW-846:8290, High Resolution GCMS) | SANILDEFONSODECP |  |  |  | 5/7/2013 2:33:51 PM
732127 | SW1668 | PCBs | EPA_GLNPO |  |  |  | 4/19/2016 12:40:42 PM
733232 | SW3060A | EPA Hexavalent chromium in water | WQXTEST | EPA Hexavalent chromium in water | Final |  | 6/12/2017 9:09:16 PM
732128 | SW3550B | Ultrasonic Extraction | EPA_GLNPO |  |  |  | 4/22/2016 9:29:59 PM
565643 | SW6010 | SW6010 | 21ARIZ_WQX |  |  |  | 11/25/2015 2:08:30 PM
19925 | SW6010 | Same as 6010 | LADEQWPD_WQX |  |  |  | 5/17/2013 8:09:41 AM
762515 | SW6010 | SW6010 | AZDEQ_WPD |  |  |  | 6/29/2018 10:17:56 AM
732129 | SW6010 | EPA SW6010 for Metals by ICP/AES (version not specified) | EPA_GLNPO |  |  |  | 2/21/2019 5:38:13 PM
109521 | SW6010BM/E200.7M | SW846: MODIFIED(FOR LOW LEVEL QUANTIFICATION) - INDUCTIVELY COUPLED PLASMA ATOMIC EMISSION SPECTROME | MEDEP_WQX |  |  |  | 6/20/2014 1:02:52 PM
505750 | SW6020 | SW846: INDUCTIVELY COUPLED PLASMA-MASS SPECTROMETRY | MEDEP_WQX |  |  |  | 7/18/2012 8:12:40 AM
530286 | SW6020A | Metals by ICP-MS | USCOEKY |  |  |  | 7/25/2013 11:07:18 AM
732130 | SW7060 | Arsenic in waste, etc. | EPA_GLNPO |  |  |  | 5/5/2016 3:03:00 AM
732131 | SW7131 | EPA SW-846 7131 | EPA_GLNPO |  |  |  | 4/29/2016 4:37:00 PM
505667 | SW7131A | SW846: CADMIUM (AA, FURNACE TECHNIQUE) | MEDEP_WQX |  |  |  | 11/1/2012 1:22:20 PM
505663 | SW7191 | SW846: CHROMIUM (AA, FURNACE TECHNIQUE) | MEDEP_WQX |  |  |  | 11/1/2012 1:22:20 PM
505664 | SW7211 | SW846: COPPER (AA, FURNACE TECHNIQUE) | MEDEP_WQX |  |  |  | 11/1/2012 1:22:20 PM
505665 | SW7421 | SW846: LEAD (AA, FURNACE TECHNIQUE) | MEDEP_WQX |  |  |  | 11/1/2012 1:22:20 PM
732132 | SW7470 | EPA SW7470 for Mercury (version not specified) | EPA_GLNPO |  |  |  | 2/21/2019 5:36:24 PM
732133 | SW7471 | EPA SW7471 for Mercury (version not specified) | EPA_GLNPO |  |  |  | 2/2/2018 10:08:50 AM
505691 | SW7471A | SW846: MERCURY IN SOLID OR SEMISOLID WASTE (MANUAL | MEDEP_WQX |  |  |  | 11/1/2012 1:05:59 PM
143332 | SW7473M | SW846: MODIFIED - MERCURY IN SOLIDS AND SOLUTIONS | MEDEP_WQX |  |  |  | 9/22/2014 4:53:39 PM
505666 | SW7761 | SW846: SILVER (AA, FURNACE TECHNIQUE) | MEDEP_WQX |  |  |  | 11/1/2012 1:22:20 PM
505668 | SW7951 | SW846: ZINC (AA, FURNACE TECHNIQUE) | MEDEP_WQX |  |  |  | 11/1/2012 1:22:20 PM
732134 | SW8015 | ORO and/or DRO | EPA_GLNPO |  |  |  | 2/21/2019 5:37:59 PM
733451 | SW8015M | EPA Method SW8015 | CSKTRIBE | Extractable Petroleum Hydrocarbons-screen analysis (Alpha Analytical) |  |  | 1/20/2017 6:32:07 PM
20246 | SW8080 | SW846: ORGANOCHLORINE PESTICIDES AND PCBS | MEDEP_WQX |  |  |  | 4/17/2014 10:36:57 AM
547651 | SW8081 | SW846: ORGANOCHLORINE PESTICIDES BY GAS CHROMATOGRAPHY | MEDEP_WQX |  |  |  | 4/25/2014 9:35:22 AM
20241 | SW8081A | SW846: ORGANOCHLORINE PESTICIDES BY GAS CHROMATOGR | MEDEP_WQX |  |  |  | 11/1/2012 1:22:29 PM
732135 | SW8141B | EPA SW-846 8141B | EPA_GLNPO |  |  |  | 5/6/2016 1:45:30 AM
732136 | SW8260 | EPA SW8260 (version not specified) | EPA_GLNPO |  |  |  | 7/20/2018 10:30:29 AM
132879 | SW8260B | SW8260B | 21ARIZ_WQX |  |  |  | 12/4/2015 11:43:44 AM
742610 | SW8260B | SW8260B | AZDEQ_GW |  |  |  | 11/3/2017 9:10:12 AM
740905 | SW8260B | SW8260B | AZDEQ_WPD |  |  |  | 2/26/2019 9:34:44 AM
732137 | SW8270 | EPA SW8270 for SVOCs (version not specified) | EPA_GLNPO |  |  |  | 2/21/2019 5:37:58 PM
557563 | SW8270C | SW8270C | 21ARIZ_WQX |  |  |  | 12/4/2015 11:43:44 AM
60332 | SW8270CM | SW846: MODIFIED - SEMIVOLATILE ORGANIC COMPOUNDS BY GAS CHROMATOGRAPHY/MASS SPECTROMETRY (GC/MS) (CA | MEDEP_WQX |  |  |  | 11/30/2015 1:09:49 PM
60330 | SW8270C_SIM | SW846: SEMIVOLATILE ORGANIC COMPOUNDS BY GAS CHROMATOGRAPHY/MASS SPECTROMETRY (GC/MS) - SELECTIVE IO | MEDEP_WQX |  |  |  | 7/18/2012 8:12:41 AM
732138 | SW8270C_SIM | EPA SW8270 for SVOCs Version C, Selective Ion Monitoring | EPA_GLNPO |  |  |  | 2/21/2019 5:38:13 PM
732139 | SW8270D_SIM | EPA SW-846 8270D (SIM) | EPA_GLNPO |  |  |  | 2/21/2019 5:36:09 PM
732140 | SW8272 | EPA SW8272 | EPA_GLNPO |  |  |  | 2/2/2018 9:01:06 AM
565892 | SW8310 | SW8310 | 21ARIZ_WQX |  |  |  | 11/25/2015 11:38:37 PM
741419 | SW846 | SW846 | AZDEQ_SW |  |  |  | 11/21/2018 12:17:30 PM
458992 | SW846 8015B | UNKOWN | SDDENR_WQX |  |  |  | 6/13/2014 3:50:59 PM
565926 | SW846 EPA 9014 | TITRIMETRIC AND MANUAL SPECTROPHOTOMETRIC DETERMINATIVE | 21ARIZ_WQX |  |  |  | 5/12/2016 1:29:59 AM
743342 | SW846-8270D/WIDNRDRO | W846-8270D/WIDNRDRO | MHA_NATN | Samples are analyzed using a combination of EPA SW846, Method 8270D (semi-volatile Organic Compounds by Gas Chromatography/Mass Spectrometry (GC/MS)) and Wisconsin DNR DRO Method, September, 1995 |  |  | 10/8/2018 2:04:33 PM
732141 | SW9034 | EPA SW-846 9034 | EPA_GLNPO |  |  |  | 2/21/2019 5:38:13 PM
732142 | SW9045 | pH | EPA_GLNPO |  |  |  | 2/2/2018 10:08:57 AM
732143 | SW9045C | EPA SW9045C | EPA_GLNPO |  |  |  | 2/2/2018 8:50:01 AM
565897 | SW9060A | SW9060A | 21ARIZ_WQX |  |  |  | 5/12/2016 1:29:00 AM
751817 | SW9060A | SW9060A | AZDEQ_WPD |  |  |  | 9/24/2018 10:42:44 AM
732144 | SW9071 | Oil and Grease (freon ext.) | EPA_GLNPO |  |  |  | 7/20/2018 10:18:39 AM
732145 | SW9071B | n-Hexane extractable material for sludge, sediment, etc. | EPA_GLNPO |  |  |  | 2/2/2018 10:08:03 AM
732146 | SW9090A | EPA SW9090A Compatibility Test | EPA_GLNPO |  |  |  | 4/26/2016 3:48:21 PM
586876 | SW9095A | SW9095A | DWH_SCRIBE1082 |  |  |  | 9/10/2011 5:23:34 PM
762669 | Swackhamer 1987 | Quality Assurance Plan for Green Bay Mass Balance Study - PCBs and Dieldrin | NJDEP_DSREH |  |  |  | 1/2/2019 4:14:20 PM
5223 | SWAN AMI TURBIWELL | Turbidity of water by Turbidimeter | SWAN ANALYTISCHE | SWAN AMI Turbiwell ~ SWAN Analytische ; Turbidity of water by Turbidimeter |  | https://www.nemi.gov/methods/method_summary/10618/ | 7/31/2013 12:00:00 AM
110067 | SWQMP11 | Skokomish WQ Montoring Procedure 11 | SKOKDATA_WQX |  |  |  | 12/10/2010 1:38:10 PM
549367 | SYNGENTA AG-625 | Atrazine in Drinking Water by Immunoassay (ELISA) | MNDA_PESTICIDE |  |  |  | 12/3/2018 12:51:55 PM
269892 | SYNGENTA AG-625 | Atrazine in Drinking Water by Immunoassay (ELISA) | MNPCA |  |  |  | 9/1/2017 8:22:48 AM
557483 | SYSTEA EASY 1-R NN | Automated Colorimetric for Nitrate Analysis | LADEQWPD_WQX |  |  |  | 11/14/2017 1:01:50 PM
732147 | SZC-L | Length | EPA_GLNPO |  |  |  | 4/19/2016 12:40:48 PM
65761 | T-N2 CALC | Total Nitrogen Calculation | EPA_R7_WQX | Total Nitrogen is calculated by summing the measured concentrations for Total Kjeldahl Nitrogen (TKN) and Nitrate+Nitrite Nitrogen (NO3+NO2 as N). |  |  | 1/21/2014 11:52:50 AM
59569 | T. gratilla WET | Sea Urchin Fertilization | HI301H_WQX | WET test using Hawaiian Collector Urchin, Trypneustes gratilla (hawa'e) Fertilization Test Method, adapted by Amy Wagner, USEPA Region 9 from a method developed by Morrison and Nacci -----and----- Adaption of the Sperm/Fertilization Bioassay Protocol to Hawaiian Sea Urchin Species (Modified Dinnell protocol) |  |  | 1/14/2015 1:04:00 PM
5074 | T2 MYCO | Mycotoxin (T-2) by LC/APCI-MS | USEPA | T2 Myco ~ EPA-OW ; Mycotoxin (T-2) by LC/APCI-MS |  | https://www.nemi.gov/methods/method_summary/10931/ | 7/31/2013 12:00:00 AM
744421 | TAAII | TAAII | AKDECAKMAP | Lab sample analytical procedures using a Technicon AutoAnalyzer II |  |  | 3/20/2018 3:26:31 PM
743686 | TAMU GERG 0008 | TAMU GERG SOP-0008, QUANTITATIVE DETERMINATION OF n-ALKANES, PRISTANE, PHYTANE, TOTAL RESOLVED AND UNRESOLVED COMPLEX MI | AKDECAKMAP | QUANTITATIVE DETERMINATION OF n-ALKANES, PRISTANE, PHYTANE, TOTAL RESOLVED AND UNRESOLVED COMPLEX MIXTURES, AND TOTAL PETROLEUM HYDROCARBONS. Texas A&M University, Geochemical and Environmental Research Group (GERG). |  |  | 3/19/2018 7:44:48 PM
743689 | TAMU GERG 0202 | Determination of mercury by cold vapor atomic absorption spectometry | AKDECAKMAP | This method is suitable for the determination of the concentration of total mercury (organic and inorganic) in the digestates resulting from the preparation of sediment, soil, aqueous, biological and other sample matrices. All samples must be subject to the appropriate digestion steps prior to analysis. |  |  | 3/19/2018 8:18:57 PM
743683 | TAMU GERG 0601 | TRACE METAL ANALYSIS USING INDUCTIVELY COUPLED PLASMA - MASS SPECTROSCOPY (ICP-MS) | AKDECAKMAP | These ICP-MS instrumental procedures are used for the analysis of trace metals in digestates resulting from preparation of aqueous, sediment, and biological samples. |  |  | 3/19/2018 8:19:00 PM
743685 | TAMU GERG 9733 | TAMU GERG SOP-9733, Quantitative determinatioin of Polynuclear Aromatic Hydrocarbons By Gas Chormatogrpahy/Mass Spec | AKDECAKMAP | Quantitative analysis of Polynuclear Aromatic Hydrocarbons by Gas Chromatography/Mass Spectrometry using the selected ion monitoring mode. Texas A&M University, Geochemical and Environmental Research Group (GERG). |  |  | 3/19/2018 8:19:04 PM
215322 | TAPE MEASURE | TAPE MEASURE FOR WIDTH, DEPTH, DISTANCE, LENGTH | 11113300 | A TAPE MEASURE IS USED FOR GENERAL DATA COLLECTION INCLUDING WIDTH AND DEPTH OF A RIVER/STREAM AS WELL AS DISTANCE TRAVELED BY AN OBJECT. ALSO THE MEASURE OF AN OBJECT SUCH AS FISH, PLANT, OR HABITAT. |  |  | 1/11/2017 9:35:05 AM
565351 | TASTEODOR-MDEQ-WQ | Trace Analysis of Taste-Odor Compounds in Water by Salt -Free Purge -and -Trap Sampling with GC-MS Detection | MDEQ_WQ_WQX |  |  |  | 9/18/2017 12:55:17 PM
19809 | TBD | !Generic Placeholder - To Be Determined | OREGONDEQ |  |  |  | 12/17/2008 2:13:16 PM
890 | TB_253 | Measurement of Water Color | NCASI |  |  |  | 8/12/2006 11:50:00 PM
1276 | TC-01 | Technetium-99 | USDOE/EML |  |  |  | 8/12/2006 11:50:00 PM
4746 | TC-02-RC | Technetium-99 in Water - TEVA Resin | USDOE/EML | Tc-02-RC ~ DOE EML ; Technetium-99 in Water - TEVA Resin |  | https://www.nemi.gov/methods/method_summary/4852/ | 7/31/2013 12:00:00 AM
522187 | TC8167 | HACH-Total Chlorine 8167 | SCEQ |  | 8167 |  | 3/6/2013 12:04:43 PM
107200 | TCBK | TOTAL COLIFORM BACTERIA TEST KIT | MEDEP_WQX |  |  |  | 5/21/2010 7:00:03 PM
733265 | TCDD_2378 | 2,3,7,8-tetrachlorodibenzo-p-dioxin | EPATEST |  |  |  | 12/9/2016 7:55:55 AM
733266 | TCDF_2378 | 2,3,7,8-Tetrachlorodibenzofuran | EPATEST |  |  |  | 12/9/2016 7:55:55 AM
744785 | TCEQ_DO | Texas Commission on Environmental Quality, Dissolved Oxygen | 11NPSWRD_WQX | Like other field parameters, DO is measured instream at the depth(s) specified in the 'Field Measurements' section. Measure DO directly from a water body by immersing a multiprobe instrument or DO meter. See Chapter 8 for 'Multiparameter Instrument Calibration and Maintenance' for calibration before each day of use. The DO probe must equilibrate for at least two minutes before DO is recorded. Care must be taken at profile stations to ensure that the reading is stable for each depth. Since dissolved oxygen takes the longest to stabilize, record this parameter after temperature, conductivity, and pH. All current multiprobe instruments (Hydrolab and YSI) have automatic stirrers. If the automatic stirrer malfunctions, the DO probe must be manually stirred by raising and lowering the probe at a rate of 1ft/s without agitating the water surface. If the stream velocity at the sampling point exceeds 1ft/s, the probe membrane can be pointed upstream into the flow, and manual stirring can be avoided. |  |  | 4/24/2018 9:28:57 AM
744786 | TCEQ_FLOW_SEVER | Texas Commission on Environmental Quality, Flow Severity | 11NPSWRD_WQX | Flow severity should be recorded for each SWQM visit to freshwater streams or rivers (nontidally influenced) and reported to the TCEQ central office. It should be recorded even if it was not possible to measure flow on a specific sampling visit. See the SWQM DMRG for detailed information on data reporting. There are no numerical flow guidelines associated with flow severity. This is an observational measurement that is highly dependent on the water body and knowledge of monitoring personnel. It is a simple but useful piece of information when assessing water quality data. For example, a bacteria value of 10,000 with a flow severity of 1 would represent something entirely different than the same value with a flow severity of 5. See Table 3-2 for detailed descriptions of flow severity values. The six flow severity values are: (1) No Flow; (2) Low Flow; (3) Normal Flow; (4) Flood; (5) High Flow; and (6) Dry. |  |  | 4/24/2018 9:28:57 AM
744787 | TCEQ_PH | Texas Commission on Environmental Quality, pH | 11NPSWRD_WQX | Like other field parameters, pH is measured instream at the depth(s) specified in the 'Field Measurements' section. Measure pH directly from a water body by immersing a multiprobe instrument or pH meter. The pH function is calibrated each day of use for multiparameter instruments. See Chapter 8, 'Multiparameter Instrument Calibration and Maintenance.' Allow the pH probe to equilibrate for at least two minutes before pH is recorded. |  |  | 4/24/2018 9:28:57 AM
744788 | TCEQ_SPC | Texas Commission on Environmental Quality, Specific Conductivity | 11NPSWRD_WQX | The specific conductance function is calibrated each day of use for multiparameter instruments. See Chapter 8, 'Multiparameter Instrument Calibration and Maintenance.' Like other field parameters, measure specific conductance directly instream at the depth(s) specified in the 'Field Measurements' section. Allow the conductivity probe to equilibrate for at least two minutes before specific conductance is recorded. A common physical problem in using a specific conductance probe (or meter) is entrapment of air in the conductivity probe chambers. The presence of air in the probe is indicated by unstable specific conductance values fluctuating up to + 100 micromhos/cm minimized by slowly, carefully placing the probe into the water; and when the probe is completely submerged, quickly move it through the water to release any air bubbles. |  |  | 4/24/2018 9:28:57 AM
744783 | TCEQ_TEMP | Texas Commission on Environmental Quality, Temperature | 11NPSWRD_WQX | Measure temperature at the depth(s) specified in 'Chapter 3, Field Measurements.' Measure temperature directly from a water body by immersing a multiprobe instrument. Allow the temperature to equilibrate for at least two minutes before temperature is recorded. The temperature sensor does not require routine calibration. |  |  | 4/24/2018 9:28:57 AM
744784 | TCEQ_WEATHER | Texas Commission on Environmental Quality, Present Weather | 11NPSWRD_WQX | Basic selection of five weather categories: 1) clear, 2) partly cloudy, 3) cloudy, 4) rain, 5) other. |  |  | 4/24/2018 9:28:57 AM
274967 | TDD | Tape-down Distance Measurement to Water Surface | MNPCA |  |  |  | 1/17/2012 2:59:21 PM
566360 | TDEC DWR FIELD | TDEC DWR FIELD | TDECWR_WQX |  |  |  | 1/14/2016 3:53:01 PM
732599 | TDEC QSSOP | QSSOP | TDECWR_WQX | QSSOP |  |  | 7/26/2016 3:03:12 PM
532298 | TDECWRDO | DO FIELD | TDECWR_WQX | DO FIELD |  |  | 10/16/2013 12:50:07 PM
532793 | TDECWRFLOW | FLOW FIELD | TDECWR_WQX | FLOW FIELD |  |  | 2/20/2014 8:19:07 AM
532303 | TDECWRORP | ORP FIELD | TDECWR_WQX | ORP FIELD |  |  | 10/16/2013 9:30:28 AM
532297 | TDECWRPH | PH FIELD | TDECWR_WQX | PH FIELD |  |  | 10/16/2013 12:50:07 PM
532299 | TDECWRSPCOND | SPCOND FIELD | TDECWR_WQX | SPCOND FIELD |  |  | 10/16/2013 12:50:08 PM
532302 | TDECWRTDS | TDS FIELD | TDECWR_WQX | TDS FIELD |  |  | 10/16/2013 9:30:13 AM
532300 | TDECWRTEMP | TEMP FIELD | TDECWR_WQX | TEMP FIELD |  |  | 10/16/2013 12:50:08 PM
532301 | TDECWRTURB | TURB FIELD | TDECWR_WQX | TURB FIELD |  |  | 10/16/2013 9:29:59 AM
63112 | TDG-METER-MDEQ-WQ | Total Dissolved Gas Field Meter | MDEQ_WQ_WQX |  |  |  | 9/10/2010 2:37:50 PM
62907 | TDN | HIGH-TEMPERATURE CATALYTIC OXIDATION TECHNIQUE FOR DETERMINING TOTAL DISSOLVED NITROGEN | 11113300 | SOIL SCIENCE SOCIETY OF AMERICA JOURNAL, 60(4) 1050-1055. METHOD OBTAINED FROM UNIVERSITY OF NEW HAMPSHIRE. |  |  | 6/25/2013 8:41:24 AM
566688 | TDN SHIM | Total dissolved nitrogen detection | USFSWHITEMT | High Temperature Catalytic Oxidation with Chemiluminescent N detection |  |  | 2/11/2016 10:48:21 AM
257374 | TDN-CALC | Total Dissolved Nitrogen - Calculated | MDE_FIELDSERVICES_WQX |  |  |  | 12/8/2011 3:14:52 PM
257365 | TDN/TDP | Total Dissolved Nitrogen and Phosphorus | MDE_FIELDSERVICES_WQX |  |  |  | 12/8/2011 2:17:52 PM
757186 | TDNMinus | TDN minus DIN | RTI | TDN minus DIN |  |  | 5/23/2018 1:37:55 PM
522221 | TDS | TDS | SDDENR_WQX | TS - TSS = TDS Citation: WRAP |  |  | 3/1/2013 2:53:46 PM
110713 | TDS | Total Dissolved Solids | 21FLMANA_WQX |  |  |  | 7/2/2014 8:43:01 AM
530296 | TDS W.2D | TDS or Total Dissolved Solids | EPA_R7_WQX | This analysis provides the weight of the solids from a liquid sample that can be filtered through a specified filter. The TDS or total dissolved solids test if high will show an inferior drinking water for palatability and can give unfavorable physiological reaction in the transient consumer. Thus a limit of 500 mg/L is desirable for the TDS content of drinking water. Highly mineralized water may also be unsuitable for industrial applications, and cause problems when using soap for bathing purposes and for washing clothes. Analysis is carried out by measuring the TDS content of water by filtering the water and weighing the solids residue of the filtrate after it has been dried. This weight is converted to a mg/L concentration value according to the amount of water originally filtered. The result is a gross weight of all the dissolved suspended matter, and individual analyses would need to be performed to determine the exact content of each parameter in the residue. The method reporting limit is 25 mg/L. Matrix interferences such as oils could make the test more difficult to run. Liquid samples with large amounts of TDS could be run by using a smaller amount of sample than samples with smaller amounts of TDS content, but generally in our lab a 50 mL aliquot is used for all samples. |  |  | 12/14/2015 12:56:51 PM
63002 | TDS-CALC-MONT-PPL | Total Dissolved Solids Calculation | MONT_PPL_WQX |  |  |  | 11/16/2009 1:41:30 PM
532760 | TDS-CALC-OCC | Total Dissolved Solids Calculation | OCC |  |  |  | 1/24/2014 1:09:38 PM
458983 | TDS-METER-MTVOLWQM | Total Dissolved Solids - meter reading - calculated from conductivity | MTVOLWQM_WQX |  |  |  | 1/4/2019 1:32:31 PM
733302 | TDS-METER-MTWTRSHD | Total Dissolved Solids - meter reading - calculated from conductivity | MTWTRSHD_WQX |  |  |  | 11/14/2017 1:43:42 PM
65240 | TDS-METER-TSWQC | Total Dissolved Solids - meter reading - calculated from conductivity | TSWQC_WQX |  |  |  | 1/12/2010 1:27:24 PM
262264 | TEMP | Field Water Temperature DEP SOP FT 1400 | 21FLPNS_WQX | FDEP SOP for Field Water Temperature DEP SOP FT 1400 |  |  | 11/23/2016 9:57:22 AM
551325 | Temp Data | Continuous Temperature Readings Summary | BURNSPAIUTE | A calculation of Max. and Min. Temperatures based off continuous Temperature Data readings |  |  | 12/18/2017 5:59:00 PM
131933 | Temp W Field | Water Temp Field Measure | EPA_R7_WQX |  |  |  | 7/23/2015 10:35:37 AM
213094 | TEMP-001 | TEMP-001 | R10BUNKER |  |  |  | 7/1/2011 7:05:36 PM
257360 | TEMP-01 | Surface water Thermometer | MDEDAT08_WQX |  |  |  | 9/1/2017 2:12:30 PM
187275 | TEMP-USGS | TEMP-USGS | R10BUNKER |  |  |  | 6/28/2011 12:50:44 PM
520560 | TEMPTHERM | TEMPTHERM | WA_ECOLOGY | Temperature by thermistor |  |  | 1/13/2014 11:54:21 AM
5075 | TEST METHOD 100.1 | 10-d Survival and Growth Test for Sediments using Hyallela azteca | USEPA | Test Method 100.1 ~ EPA-ORD / EPA-OST ; 10-d Survival and Growth Test for Sediments using Hyallela azteca |  | https://www.nemi.gov/methods/method_summary/9325/ | 7/31/2013 12:00:00 AM
5076 | TEST METHOD 100.3 | Bioaccumulation Test for Sediments Using Lumbriculus variegatus | USEPA | Test Method 100.3 ~ EPA-ORD / EPA-OST ; Bioaccumulation Test for Sediments Using Lumbriculus variegatus |  | https://www.nemi.gov/methods/method_summary/9300/ | 7/31/2013 12:00:00 AM
5077 | TEST METHOD 100.5 | Life Cycle Test for Measuring the Effects of Sediment-associated Contaminants on Midge (Chironomus tentans) | USEPA | Test Method 100.5 ~ EPA-ORD / EPA-OST ; Life Cycle Test for Measuring the Effects of Sediment-associated Contaminants on Midge (Chironomus tentans) |  | https://www.nemi.gov/methods/method_summary/9323/ | 7/31/2013 12:00:00 AM
5078 | TEST METHOD 1000.0 | Larval Survival and Growth Test using Fathead Minnow | USEPA | Test Method 1000.0 ~ EPA-OW ; Larval Survival and Growth Test using Fathead Minnow |  | https://www.nemi.gov/methods/method_summary/9320/ | 7/31/2013 12:00:00 AM
5254 | TEST METHOD 1001.0 | Embryo-larval survival and teratogenicity test using Fathead minnow <i>Pimephales promelas</i> | USEPA |  |  | https://www.nemi.gov/methods/method_summary/9939/ | 1/14/2014 11:55:09 PM
5079 | TEST METHOD 1002.0 | Survival and Reproduction Test using Daphnids | USEPA | Test Method 1002.0 ~ EPA-OW ; Survival and Reproduction Test using Daphnids |  | https://www.nemi.gov/methods/method_summary/9321/ | 7/31/2013 12:00:00 AM
5080 | TEST METHOD 1003.0 | Green Algae, Selenastrum capricornutum, Growth Test. | USEPA | Test Method 1003.0 ~ EPA-OW ; Green Algae, Selenastrum capricornutum, Growth Test. |  | https://www.nemi.gov/methods/method_summary/9316/ | 7/31/2013 12:00:00 AM
5081 | TEST METHOD 1004.0 | Larval Survival and Growth Test using Sheepshead Minnow | USEPA | Test Method 1004.0 ~ EPA-OW ; Larval Survival and Growth Test using Sheepshead Minnow |  | https://www.nemi.gov/methods/method_summary/9303/ | 7/31/2013 12:00:00 AM
5082 | TEST METHOD 1006.0 | Larval Survival and Growth Test for Waters Using Inland Silverside | USEPA | Test Method 1006.0 ~ EPA-OW ; Larval Survival and Growth Test for Waters Using Inland Silverside |  | https://www.nemi.gov/methods/method_summary/9302/ | 7/31/2013 12:00:00 AM
5083 | TEST METHOD 2000.0 | Acute Toxicity Test for Waters Using Fathead Minnow | USEPA | Test Method 2000.0 ~ EPA-OW ; Acute Toxicity Test for Waters Using Fathead Minnow |  | https://www.nemi.gov/methods/method_summary/9297/ | 7/31/2013 12:00:00 AM
5084 | TEST METHOD 2002.0 | Acute Toxicity Tests with Effluents and Receiving Waters using Ceriodaphnia dubia | USEPA | Test Method 2002.0 ~ EPA-OW ; Acute Toxicity Tests with Effluents and Receiving Waters using Ceriodaphnia dubia |  | https://www.nemi.gov/methods/method_summary/9319/ | 7/31/2013 12:00:00 AM
5085 | TEST METHOD 2004.0 | Acute Toxicity Tests with Effluents and Receiving Waters using Sheepshead minnow | USEPA | Test Method 2004.0 ~ EPA-OW ; Acute Toxicity Tests with Effluents and Receiving Waters using Sheepshead minnow |  | https://www.nemi.gov/methods/method_summary/9324/ | 7/31/2013 12:00:00 AM
5086 | TEST METHOD 2006.0 | Acute Toxicity Tests with Effluents and Receiving Waters using the Silverside | USEPA | Test Method 2006.0 ~ EPA-OW ; Acute Toxicity Tests with Effluents and Receiving Waters using the Silverside |  | https://www.nemi.gov/methods/method_summary/9315/ | 7/31/2013 12:00:00 AM
5087 | TEST METHOD 2019.0 | Acute Toxicity Tests for Waters Using Rainbow Trout and Brook Trout | USEPA | Test Method 2019.0 ~ EPA-OW ; Acute Toxicity Tests for Waters Using Rainbow Trout and Brook Trout |  | https://www.nemi.gov/methods/method_summary/9304/ | 7/31/2013 12:00:00 AM
5088 | TEST METHOD 2021.0 | Acute Toxicity Tests with Effluents and Receiving Waters using Daphnia | USEPA | Test Method 2021.0 ~ EPA-OW ; Acute Toxicity Tests with Effluents and Receiving Waters using Daphnia |  | https://www.nemi.gov/methods/method_summary/9322/ | 7/31/2013 12:00:00 AM
532706 | TESTSTRIP-MTWTRSHD | Test Strip | MTWTRSHD_WQX |  |  |  | 1/16/2014 11:01:08 AM
1277 | TH-01 | Thorium in Urine | USDOE/EML |  |  |  | 8/12/2006 11:50:00 PM
2853 | TH-01 | Thorium-234 Tracer Solution | USEPA |  |  |  | 8/12/2006 11:50:00 PM
743080 | Therm-Temp-2012 | CRWA surface water temperature measurement from boat | CRWA | Protocol for volunteers, interns, & staff to measure surface water temperature in freshwater bodies from a boat using a digital thermometer. |  | http://cdn2.hubspot.net/hubfs/311892/CRWA_VMM_Manual_2013_18th_Ed.pdf?t=1511890829970 | 11/28/2017 4:37:46 PM
764600 | Thermometer | Temperature, air | QTEO_WQX |  |  |  | 2/11/2019 9:25:57 AM
732278 | THERMOMETER | Temperature by Thermometer | NFRIA |  |  |  | 6/30/2016 7:56:20 PM
262067 | THM DEQ | THM by 524.2 for Water Quality | UTAHDWQ_WQX |  |  |  | 3/14/2016 5:09:41 PM
740877 | THM01 | THM01 | AZDEQ_SW |  |  |  | 11/10/2017 2:37:44 PM
730270 | THM01 | THM01 | NTHRNUTE | This is a analytical method from EPA USGS-WRD |  |  | 4/17/2018 5:06:55 PM
740885 | THM04 | THM04 | AZDEQ_SW |  |  |  | 11/10/2017 2:37:44 PM
740876 | THM05 | THM05 | AZDEQ_SW |  |  |  | 11/10/2017 2:13:31 PM
5220 | THODS FOR ECOLOGISTS | Ordination Methods for Ecologists ~ Ok St U ; Palmer, M. | OK ST U | Ordination Methods for Ecologists ~ Ok St U ; Palmer, M. |  | https://www.nemi.gov/methods/sams_method_summary/11947/ | 7/31/2013 12:00:00 AM
561649 | THORIUM | Thorium | R10MIDNITE |  |  |  | 4/1/2015 6:03:02 PM
531091 | TIB | Turbidity | 21FLCONS_WQX |  |  |  | 8/27/2013 12:55:56 PM
62955 | TIDE | TIDE DATA | 11113300 | TIDE DATA AS DERIVED FROM NOAA DOCUMENTS AND WEB SITE. THIS IS A NOAA METHOD BUT NOT PART OF THE WQX ANALYTICAL METHOD DOMAIN LIST THUS IT HAD TO BE TAGGED AS AN NHDES METHOD. |  |  | 5/27/2010 9:10:05 AM
257359 | TIDE-F01 | Tides and Currents | MDEDAT08_WQX |  |  |  | 12/8/2011 7:16:37 AM
110024 | TIM 380-75WE | TIM 380-75WE (UHL) | 21IOWA_WQX |  |  |  | 12/11/2014 5:54:56 PM
762494 | TIM 380-75WE | TIM 380-75WE (UHL) | IOWAGW_WQX |  |  |  | 5/25/2018 10:20:11 AM
554941 | TIM 780-86T | TIM 780-86T (UHL) | WQXTEST | Equivalent to EPA 350.1 |  |  | 10/10/2014 2:58:47 PM
762488 | TIM 780-86T | TIM 780-86T (UHL) | IOWAGW_WQX | Equivalent to EPA 350.1 |  |  | 5/25/2018 10:13:19 AM
459076 | TIM 780-86T | TIM 780-86T (UHL) | 21IOWA_WQX | Equivalent to EPA 350.1 |  |  | 6/27/2012 4:14:17 PM
459079 | TIM 781-86T | TIM 781-86T (UHL) | 21IOWA_WQX | Equivalent to EPA 365.1 |  |  | 6/27/2012 4:17:15 PM
762490 | TIM 781-86T | TIM 781-86T (UHL) | IOWAGW_WQX | Equivalent to EPA 365.1 |  |  | 5/25/2018 10:13:49 AM
459077 | TIM 786-86T | TIM 786-86T (UHL) | 21IOWA_WQX | Equivalent to EPA 351.2 |  |  | 6/27/2012 4:14:17 PM
554942 | TIM 786-86T | TIM 786-86T (UHL) | WQXTEST | Equivalent to EPA 351.2 |  |  | 10/10/2014 2:58:47 PM
762489 | TIM 786-86T | TIM 786-86T (UHL) | IOWAGW_WQX | Equivalent to EPA 351.2 |  |  | 5/25/2018 10:13:19 AM
459078 | TIM 787-86T | TIM 787-86T (UHL) | 21IOWA_WQX | Equivalent to EPA 365.4 |  |  | 6/27/2012 4:15:33 PM
762491 | TIM 787-86T | TIM 787-86T (UHL) | IOWAGW_WQX | Equivalent to EPA 365.4 |  |  | 5/25/2018 10:13:49 AM
257378 | TITRATION_ANC | ANC Tirtration | MDE_FIELDSERVICES_WQX |  |  |  | 12/8/2011 2:28:27 PM
110706 | TKN | Total Kjeldal Nitrogen | 21FLMANA_WQX | EPA 351.2 |  |  | 1/22/2018 2:53:04 PM
131297 | TKN + NOX | Total Nitrogen Analysis | 21FLEECO_WQX |  |  |  | 12/4/2018 11:27:18 AM
131302 | TKN - NH3 | Organic Nitrogen | 21FLEECO_WQX |  |  |  | 12/4/2018 11:27:18 AM
215335 | TKN W.3G | TKN | EPA_R7_WQX |  |  |  | 7/21/2011 4:34:58 PM
530271 | TKN-NH3 | TKN-NH3 | 21AWIC |  |  |  | 10/9/2017 10:40:58 AM
109997 | TKN-NH3 Calculation | TKN-NH3 Calculation | FORTPECK |  |  |  | 9/13/2018 12:19:53 PM
565363 | TKN-TIMBERLINE | TKN value calculated from Total Nitrogen and NO3/NO2 concentrations from the Timberline Instruments TL-2800 Analyzer | 21COL001_WQX |  |  |  | 8/12/2015 6:42:31 PM
62913 | TM | TURBIDIMETER | MEDEP_WQX |  |  |  | 7/7/2014 4:34:29 PM
732831 | TMTC_QAPP | Tuolumne Me-Wuk Tribal Council Quality Assurance Project Plan | TMTC_WQX |  |  |  | 3/20/2018 11:47:09 AM
110881 | TN | Calculation of Total Nitrogen | 21FLCCZM_WQX |  |  |  | 12/3/2018 10:12:56 AM
109621 | TN | Total Nitrogen | 21FLSMRC_WQX | Calculated |  |  | 12/12/2018 3:40:20 PM
764397 | TN | Total Nitrogen Calculation | 21FLCOMI_WQX | Total Nitrogen is calculated by adding total kjeldahl nitrogen (TKN) and total nitrate/nitrogen (NOX) |  |  | 12/7/2018 2:43:19 PM
531092 | TN | Total Nitrogen | 21FLCONS_WQX |  |  |  | 8/27/2013 12:55:59 PM
257363 | TN | Total Nitrogen | MDE_FIELDSERVICES_WQX |  |  |  | 6/18/2014 8:59:47 AM
111265 | TN | Total Nitrogen | 21FLLOX_WQX |  |  |  | 12/4/2018 3:04:35 PM
109607 | TN | Total Nitrogen Calc | 21FLBREV_WQX |  |  |  | 10/14/2010 9:13:32 AM
458953 | TN | Total Nitrogen | FWC_WQMP_WQX | Total nitrogen was measured using an ANTEK 7000N Nitrogen Analyzer using O2 as carrier gas to promote complete recovery of the nitrogen in the water samples. |  |  | 4/8/2016 11:42:48 AM
521599 | TN | Total Nitrogen | 21FLDELT_WQX |  |  |  | 12/13/2013 10:24:10 AM
264772 | TN SEC-DER SPEC | Nitrate and Organic N Analyses with Second-Derivative Spectroscopy | MNPCA |  |  |  | 6/6/2016 12:24:00 PM
525273 | TN-CALC | Total Nitrogen | PRAIRIEBAND | Total Nitrogen = nitrate-N + nitrite-N + TKN. |  |  | 11/13/2017 2:59:32 PM
507019 | TN-CALC | Total Nitrogen Calculation | WINNEBAGO07_WQX | Please contact for more information. |  |  | 2/28/2018 1:51:45 PM
110047 | TN-CALC | Total Nitrogen, Mixed Forms, Calculated | FORTPECK | As per State of Montana Specs, this ID is to describe the Total Nitrogen as collected by the State of Montana, the value is a sum of all NH3+NH4+organic+NO2+NO3 forms Citation: Fort Peck Tribes Quality Assurance Project Plan |  |  | 10/13/2018 10:21:25 AM
458964 | TN-CALC | Total Nitrogen | SACFOXMO | Calculation of TKN + NO3 |  |  | 6/18/2015 4:15:34 PM
63121 | TN-CALC-MDEQ-WQ | Total Nitrogen, TN - SUM of TKN + NO3 + NO2 | MDEQ_WQ_WQX |  |  |  | 12/28/2017 4:57:49 PM
563621 | TN-CALC-MDEQ-WQ | Nutrient-nitrogen | CROWCRKS | Analytical Method from Energy Laboratories for Calculating Nutrient-nitrogen. |  |  | 3/10/2015 2:22:53 PM
63008 | TN-CALC-MTWTRSHD | Total Nitrogen, TN - SUM of TKN + NO3 + NO2 | MTWTRSHD_WQX |  |  |  | 12/14/2017 2:57:12 PM
522223 | TN10071 | HACH-Total Nitrogen | SCEQ |  |  |  | 3/1/2013 3:47:48 PM
459063 | TN10071 | HACH-Total Nitrogen (Test N Tube Vials) | OTTAWATRIBEOFOK |  |  |  | 10/11/2012 5:06:32 PM
458949 | TN10208 | HACH-Total Nitrogen | OTTAWATRIBEOFOK |  |  |  | 10/11/2012 5:06:18 PM
732873 | tNona | trans-Nonachlor | EPATEST |  |  |  | 12/9/2016 7:55:47 AM
2854 | TO-1 | Volatile Nonpolar Organics in Air | USEPA |  |  |  | 8/12/2006 11:50:00 PM
2855 | TO-10 | Organochlorine Pesticides in Air | USEPA |  |  |  | 8/12/2006 11:50:00 PM
2856 | TO-11 | Formaldehyde in Ambient Air | USEPA |  |  |  | 8/12/2006 11:50:00 PM
2857 | TO-12 | Non-Methane Organic in Ambient Air | USEPA |  |  |  | 8/12/2006 11:50:00 PM
2858 | TO-13 | Benzo(a)Pyrene and PAHs - Ambient Air | USEPA |  |  |  | 8/12/2006 11:50:00 PM
2859 | TO-14 | Volatile Organics in Air by GC | USEPA |  |  |  | 8/12/2006 11:50:00 PM
2860 | TO-14B | Volatile Organics by Portable GC | USEPA |  |  |  | 8/12/2006 11:50:00 PM
5536 | TO-16 | Long-Path Open-Path Fourier Transform Infrared Monitoring of Atmospheric Gases | USEPA |  |  |  | 3/9/2016 12:25:51 PM
5537 | TO-17 | Determination of Volatile Organic Compounds in Ambient Air Using Active Sampling Onto Sorbent Tubes | USEPA |  |  |  | 3/9/2016 12:25:51 PM
2861 | TO-2 | Highly Volatile Nonpolar Organics | USEPA |  |  |  | 8/12/2006 11:50:00 PM
2862 | TO-3 | Volatile Nonpolar Organics in Air | USEPA |  |  |  | 8/12/2006 11:50:00 PM
2863 | TO-4 | O-C Pesticides and PCB - Ambient Air | USEPA |  |  |  | 8/12/2006 11:50:00 PM
2864 | TO-5 | Aldehydes and Ketones in Air | USEPA |  |  |  | 8/12/2006 11:50:00 PM
2865 | TO-6 | Phosgene Determination in Air | USEPA |  |  |  | 8/12/2006 11:50:00 PM
2866 | TO-7 | N-Nitrosodimethylamine in Air | USEPA |  |  |  | 8/12/2006 11:50:00 PM
2867 | TO-8 | Cresols and Phenols in Air by HPLC | USEPA |  |  |  | 8/12/2006 11:50:00 PM
2868 | TO-9 | Dioxin in Air by HRGC/HRMS | USEPA |  |  |  | 8/12/2006 11:50:00 PM
3039 | TO15 | Determination Of Volatile Organic Compounds In Air, Specially-PreparedCanisters(GC/MS) | USEPA |  |  |  | 2/20/2007 1:20:00 PM
458955 | TOC | Total Organic Carbon Procedure | FWC_WQMP_WQX | TOC was measured by direct injection onto hot platinum catalyst in a Shimadzu TOC-5000 after first acidifying to pH<2 and purging with CO2-free air. |  |  | 4/8/2016 11:42:48 AM
732148 | TOC | TOC | EPA_GLNPO |  |  |  | 7/20/2018 10:18:39 AM
514132 | TOC S.2D | TOC S.2D | EPA_R7_WQX | TOC S.2D |  |  | 10/20/2015 3:29:14 PM
553661 | TOC S.2E | TOC S.2E | EPA_R7_WQX | TOC S.2E |  |  | 12/11/2015 2:02:30 PM
561755 | TOC-AG#9 | Total Organic Carbon | R10MIDNITE |  |  |  | 4/1/2015 6:25:43 PM
732149 | TOC_KAHN | TOC by Lloyd Kahn | EPA_GLNPO |  |  |  | 2/21/2019 5:36:09 PM
507016 | TON | Calulation of Total Organic Nitrogen | 21FLCCZM_WQX |  |  |  | 4/8/2016 3:38:24 PM
110021 | TOT MICROCYSTIN | Microcystins ELISA (Microtiter Plate) | 21IOWA_WQX | Citation: Congener-Independent Immunoassay for Microcystins and Nodularins: Environ. Sci. Technol.: Volume:35, 4849-4856 |  |  | 10/30/2018 4:36:00 PM
109939 | TOT N | Total Nitrogen (NOx+TKN) | CAPECRD_WQX |  |  |  | 12/17/2018 1:29:44 PM
556530 | TOT-INORG-N_CALC_WQX | Total Inorganic Nitrogen calculated from sum of NO3/NO2-N and Total Ammonia Analyses | 21COL001_WQX | New method Required to submit to WQX |  |  | 11/8/2018 6:21:49 PM
532756 | TOT-N_CALC_WQX | Total Nitrogen calculated from sum of TKN and NO3/NO2-N analyses | 21COL001_WQX | New method Required to submit to WQX |  |  | 11/8/2018 6:21:49 PM
762671 | Total | Sum components and calculate total | NJDEP_DSREH |  |  |  | 8/24/2018 1:32:17 PM
509559 | Total N | Total N Calculation | DRBC |  |  |  | 7/27/2013 12:46:44 AM
530441 | Total N | Total Nitrogen by calculation | HANNAHWQ_WQX | Total N calculated by adding ammonia as N (method ID, SM4500NH3-G 20ed....), N as NO3 N as NO2 ( method ID, SM4500NO3-F 20ed....) and Kjeldahl as N ( method ID EPA 351.2) Together to get a total Nitrogen. |  |  | 10/26/2018 10:49:58 AM
764557 | Total Nitrogen | Total Nitrogen, Calculated | CATAWBA |  |  |  | 1/18/2019 2:06:45 PM
552316 | Total Nitrogen | Calculation of Total Nitrogen | KICKAPOO07 | The sum of Nitrate, Nitrite (obtained via EPA 300.0),and Nitrogen (Kjeldahl)(EPA 351.1). |  |  | 1/9/2017 2:30:59 PM
530444 | Total Nitrogen | Total Nitrogen | 21SC60WQ_WQX |  |  |  | 11/5/2018 12:40:44 PM
530148 | Total Nitrogen | Total Nitrogen, Calculated | MBCI_OEP |  |  |  | 10/10/2018 10:23:16 AM
552006 | Total Nitrogen | Total Nitrogen per mg/L | PUEBLOISLETA | One of 4 samples collected that is sent to a laboratory to be analyzed in accordance to EPA procedures or equivalent. A total of 5 samples are collected per sampling event at 5 different locations. This work is performed under the Pueblo of Isleta's CWA 106 EPA Grant. |  |  | 7/8/2014 1:01:07 PM
552007 | Total Phosphorus | Total Phosphorus per mg/L | PUEBLOISLETA | One of 4 samples collected that is sent to a laboratory to be analyzed in accordance to EPA procedures or equivalent. A total of 5 samples are collected per sampling event at 5 different locations. This work is performed under the Pueblo of Isleta's CWA 106 EPA Grant. |  |  | 7/8/2014 1:01:07 PM
551294 | TOTALMIXED | Total Mixed Forms of Nitrogen (calculated) | NRTHCHEY | Total Mixed Forms of Nitrogen (calculated) Citation: Northern Cheyenne Environmental Protection Dept. QAPP Standard Methods |  |  | 8/30/2018 9:34:01 AM
109641 | TOTAL_N | Calculation of Total Nitrogen | 21FLNAPL_WQX | EPA 353.2 and SM20 4500-NorgD |  |  | 12/12/2018 12:53:23 PM
547663 | TOTAL_N | calculation of Nitrogen | 21FLAMEC_WQX |  |  |  | 7/22/2014 8:26:57 AM
733180 | Toxa | Toxaphene (Camphechlor) | EPATEST |  |  |  | 12/9/2016 7:55:47 AM
732868 | Toxa-App | Toxaphene | EPATEST |  |  |  | 11/21/2016 11:24:11 AM
733185 | Toxa-Cl10 | Toxaphene Cl10 | EPATEST |  |  |  | 11/21/2016 11:24:20 AM
733184 | Toxa-Cl6 | Toxaphene Cl6 | EPATEST |  |  |  | 11/21/2016 11:24:20 AM
733188 | Toxa-Cl7 | Toxaphene Cl7 | EPATEST |  |  |  | 11/21/2016 11:24:20 AM
733187 | Toxa-Cl8 | Toxaphene Cl8 | EPATEST |  |  |  | 11/21/2016 11:24:20 AM
733186 | Toxa-Cl9 | Toxaphene Cl9 | EPATEST |  |  |  | 11/21/2016 11:24:20 AM
733250 | Toxa-P26 | Toxaphene Parlar 26 | EPATEST |  |  |  | 12/9/2016 7:55:47 AM
733249 | Toxa-P38 | Toxaphene Parlar 38 | EPATEST |  |  |  | 12/9/2016 7:55:47 AM
733248 | Toxa-P40 | Toxaphene Parlar 40 | EPATEST |  |  |  | 12/9/2016 7:55:47 AM
733247 | Toxa-P41 | Toxaphene Parlar 41 | EPATEST |  |  |  | 12/9/2016 7:55:47 AM
733246 | Toxa-P44 | Toxaphene Parlar 44 | EPATEST |  |  |  | 12/9/2016 7:55:47 AM
733245 | Toxa-P50 | Toxaphene Parlar 50 | EPATEST |  |  |  | 12/9/2016 7:55:47 AM
733244 | Toxa-P62 | Toxaphene Parlar 62 | EPATEST |  |  |  | 12/9/2016 7:55:47 AM
733243 | Toxa-TMX1 | ToxapheneTMX1 | EPATEST |  |  |  | 12/9/2016 7:55:47 AM
733183 | Toxa-tot | Toxaphene, total | EPATEST |  |  |  | 11/21/2016 11:24:20 AM
5090 | TOXG | Toxoplasma gondii (ToxG) by Real-Time-PCR | USEPA | ToxG ~ EPA-OW ; Toxoplasma gondii (ToxG) by Real-Time-PCR |  | https://www.nemi.gov/methods/method_summary/11013/ | 7/31/2013 12:00:00 AM
505708 | TP | Total Phosphorus | MYRWA |  |  |  | 7/30/2012 11:31:38 PM
110712 | TP | Total Phosphorus | 21FLMANA_WQX | EPA 365.4 |  |  | 1/22/2018 2:53:04 PM
198347 | TP W.4F | Phosphorus | EPA_R7_WQX |  |  |  | 9/19/2012 4:04:34 PM
257361 | TP-CALC | Calculated Total Phosphorus | MDE_FIELDSERVICES_WQX |  |  |  | 6/18/2014 8:59:48 AM
458948 | TP10210 | HACH-Total Phosphorus | OTTAWATRIBEOFOK |  |  |  | 10/11/2012 5:06:18 PM
522224 | TP8190 | HACH-Total Phosphorus | SCEQ |  |  |  | 3/1/2013 3:48:12 PM
459062 | TP8190 | HACH-Total Phosphorus (Test N Tube Vials) | OTTAWATRIBEOFOK |  |  |  | 10/11/2012 5:06:31 PM
566350 | Transparency Tube | Transparency Tube | INSTOR_WQX |  |  |  | 5/2/2018 11:46:41 AM
213404 | TRB-001 | TRB-001 | R10BUNKER |  |  |  | 7/1/2011 7:05:37 PM
732877 | Trif | Trifluralin | EPATEST |  |  |  | 11/18/2016 10:22:05 AM
530350 | TRITIUM | Tritium analysis by unspecified method | MNPCA_AGW |  |  |  | 2/1/2019 11:59:10 AM
514127 | TS W.1E | Total Solids in Water by Weight | EPA_R7_WQX | TS W.1E |  |  | 12/11/2015 2:00:42 PM
522159 | TS W.1F | Total Solids in Water by Weight | EPA_R7_WQX | The total solids or TS parameter for water samples is an indication of all the solids that exist in a liquid sample. The TDS (total dissolved solids) plus the NFS (nonfilterable solids or total suspended solids) together approximate the TS (total solids or total residue) parameter value. Thus it is unnecessary to run all three parameters of TDS, NFS and TS. This is because any two of these parameters can be used to calculate the third parameter using the equation TS=TDS+NFS. The TS parameter will give all solids (both dissolved and suspended) in a sample. Solids may adversely affect the water quality in a variety of ways. Dissolved solids when high can effect the taste of the drinking water and also adversely effect the use of water for bathing or industrial purposes. Suspended solids can adversely effect the health of those who drink it by containing viruses, bacteria, metals, and various organic compounds. Any of these could be toxic to human health. This test is run by placing a 100 mL liquid sample, or an aliquot of sufficient size that will yeild between 2 mg and 200 mg, into a tared evaporating dish (Call this weight B in mg or milligrams) and heating the dish to dryness at 105 degrees C (Let the final weight of dish and sample be called A in mg.) The result is calculated as follows: mg total solids/L=1000*(A-B)/(sample volume in mL) The reporting limit for this test would be the same as for the TDS test or 50 mg/L. Check standards when run by this test give close to 100 % of their values. Duplicate precision should yield less than a 5 % difference in values. |  |  | 12/14/2015 12:56:51 PM
110707 | TSS | Total Suspended Solids | 21FLMANA_WQX |  |  |  | 1/22/2018 2:53:04 PM
740856 | TT040 | TT040 | AZDEQ_SW |  |  |  | 11/10/2017 2:37:44 PM
301135 | TT040 | TT040 | SPIRITLK | TT040 - is the method from the analyte ID per USGS. It is related to P90410 |  |  | 2/23/2018 7:33:56 PM
730253 | TT040 | TT040 | NTHRNUTE | This is a analytical method from EPA USGS-WRD |  |  | 4/17/2018 5:06:54 PM
740875 | TT061 | TT061 | AZDEQ_SW |  |  |  | 11/10/2017 2:37:44 PM
763758 | TUMA_FW_ICP | Metals Determined by Inductively-Coupled Plasma Atomic Emission Spectroscopy for USFWS Project | 11NPSWRD_WQX | Metals were determined by Inductively-Coupled Plasma Atomic Emission Spectroscopy for a US Fish and Wildlife Service project in Santa Cruz River, AZ. The USFWS report cited two sources for the procedures used to determine the results. The sources are (1) Dahlquist, R.L. and J.W. Knoll. 1978. Inductively coupled plasma - atomic emission spectrometry: Analysis of biological materials and soils for major trace- and ultratrace elements. Applied spectroscopy 32:1-29, and (2) U.S. Environmental Protection Agency. 1987. Test methods for evaluating solid waste, EPA Publication No. SW-846, 3rd Ed., U.S. EPA: Washington, DC. |  |  | 11/13/2018 2:02:21 PM
459082 | TURB | Tubidity | 21FLACEP_WQX |  |  |  | 7/7/2014 3:43:05 PM
131934 | Turb field | Turbidity Field Measure | EPA_R7_WQX |  |  |  | 8/15/2014 1:11:44 PM
458950 | TURBIDITY | Turbidity | FWC_WQMP_WQX | Turbidity was measured using an HF Scientific model DRT-15C turbidimeter and reported in NTU. |  |  | 4/8/2016 11:42:48 AM
110705 | TURBIDITY | Turbidity | 21FLMANA_WQX | SM 2130 B There are no separate sample preparation steps for this analysis |  |  | 1/22/2018 2:53:04 PM
744420 | Turner 700 | Fluorometer-TDF700 | AKDECAKMAP | TDF700: Turner Designs Fluorometer |  |  | 3/20/2018 3:07:32 PM
743148 | TurnerDesigns-CDOM | Turner Designs Trilogy Fluorometer with CDOM specific excitation/emission filters for monitoring CDOM in natural waters | 31DELRBC_WQX | http://www.turnerdesigns.com/t2/doc/appnotes/S-0022.pdf |  |  | 2/19/2019 4:16:26 PM
514128 | TVS W.10E | Total Volatile Solids in Water by Weight | EPA_R7_WQX | TVS W.10E |  |  | 11/1/2013 9:48:26 AM
532506 | TVS W.10F | Total Volatile Solids in Water by Weight | EPA_R7_WQX | TVS or total volatile solids is analyzed by determining the amount of weight lost in a water sample between a sample heated at 105 degree C and then heated at 550 degree C. The TVS analysis cannot be run if the TS (also called Total Solids) is not initially run for the sample. The TVS result is useful in control of wastewater treatment plant operation because it roughly equals the organic matter in the solid fraction of wastewater, activated sludge, and industrial wastes. Thus the TVS value could be roughly compared to the BOD value if it were analyzed for the same sample. Once the TS method has been completed (dish weight = A), the TS sample and dish are heated in a muffle furnace at 550 degree C +/- 50 degree C for 5 minutes. Once cooled, the final weight of the sample and dish is recorded (weight B). The TVS value is calculated as follows: TVS, mg/L = [(A-B)*1000]/[C/1000] where: A= final weight of dried TS dish in grams B= final weight of ignited TS dish in grams C= volume of sample in mL |  |  | 12/14/2015 12:56:51 PM
4968 | TWRI (SUSP SED CONC) | Suspended-sediment concentration in water by filtration or evaporation | USDOI/USGS | TWRI BK 5 CH1 (Susp Sed Conc) ~ USGS ; Suspended-sediment concentration in water by filtration or evaporation |  | https://www.nemi.gov/methods/method_summary/9836/ | 7/31/2013 12:00:00 AM
4969 | TWRI (SUSP SED FINE) | Suspended sediment particle size distribution in water by pipet and BW tube | USDOI/USGS | TWRI BK 5 CH1 (Susp Sed Fine) ~ USGS ; Suspended sediment particle size distribution in water by pipet and BW tube |  | https://www.nemi.gov/methods/method_summary/9840/ | 7/31/2013 12:00:00 AM
4970 | TWRI (SUSP SED SAND) | Suspended sediment particle size distribution in water by sieve and VA tube analysis | USDOI/USGS | TWRI BK 5 CH1 (Susp Sed Sand) ~ USGS ; Suspended sediment particle size distribution in water by sieve and VA tube analysis |  | https://www.nemi.gov/methods/method_summary/9839/ | 7/31/2013 12:00:00 AM
5235 | TWRI Book 9 | Techniques of Water-Resources Investigations Reports | USDOI/USGS |  |  |  | 11/15/2013 1:44:00 PM
732150 | TX-V | Taxon-visual | EPA_GLNPO |  |  |  | 4/19/2016 12:40:49 PM
554747 | U OF A/U OF IL | ISOTOPIC ANALYSIS | 21ARIZ_WQX |  |  |  | 5/12/2016 1:27:18 AM
2869 | U-01 | Uranium-232 Tracer Solution | USEPA |  |  |  | 8/12/2006 11:50:00 PM
1278 | U-01(ASP) | Uranium in Urine | USDOE/EML |  |  |  | 8/12/2006 11:50:00 PM
1279 | U-01(F) | Uranium in Urine | USDOE/EML |  |  |  | 8/12/2006 11:50:00 PM
1280 | U-02 | Isotopic Uranium | USDOE/EML | https://www.nemi.gov/methods/method_summary/4853/ | 1 |  | 8/12/2006 11:50:00 PM
732151 | U-02-RC | HASL-300 U-02-RC | EPA_GLNPO |  |  |  | 4/22/2016 9:25:08 PM
4747 | U-02-RC | Isotopic Uranium in Biological and Environmental Materials | USDOE/EML | U-02-RC ~ DOE EML ; Isotopic Uranium in Biological and Environmental Materials | 1 | https://www.nemi.gov/methods/method_summary/4853/ | 7/31/2013 12:00:00 AM
1281 | U-03 | Isotopic Uranium | USDOE/EML |  |  |  | 8/12/2006 11:50:00 PM
1282 | U-04 | Uranium | USDOE/EML |  |  |  | 8/12/2006 11:50:00 PM
743668 | UAA Diatoms | Sediment Diatom Analysis, Freshwater | AKDECAKMAP | Sediment diatoms analysis for freshwater lakes and streams. |  |  | 3/19/2018 11:23:09 AM
110016 | UHL 8260 | GC/MS Volatiles | 21IOWA_WQX |  |  |  | 12/11/2014 3:24:57 PM
762496 | UHL OA-1 | UHL OA-1 | IOWAGW_WQX |  |  |  | 5/25/2018 10:22:54 AM
110034 | UHL OA-1 | UHL OA-1 | 21IOWA_WQX |  |  |  | 10/30/2018 4:48:52 PM
109970 | UHL OA-2 | Total Extractable Hydrocarbons | 21IOWA_WQX |  |  |  | 12/22/2014 11:11:32 AM
109862 | UHL OA-2 | Total Extractable Hydrocarbons | IASNAPST_WQX |  |  |  | 10/27/2010 3:56:45 PM
557467 | UHL8270 | SemiVolatiles by GC/MS | WQXTEST |  |  |  | 11/6/2014 10:32:46 AM
109950 | UHL8270 | SemiVolatiles by GC/MS | 21IOWA_WQX |  |  |  | 12/22/2014 11:11:30 AM
762486 | UHLESA/OXA | ESA/OXA LC/MS(UHL) | IOWAGW_WQX |  |  |  | 5/25/2018 10:12:53 AM
109969 | UHLESA/OXA | ESA/OXA LC/MS(UHL) | 21IOWA_WQX |  |  |  | 12/11/2014 2:58:59 PM
554943 | UHLIMA | Immunoassay for triazine herbicides | WQXTEST |  |  |  | 11/6/2014 11:18:49 AM
109948 | UHLIMA | Immunoassay for triazine herbicides | 21IOWA_WQX |  |  |  | 12/11/2014 12:16:14 PM
4971 | UII | Urban Intensity Index (UII) | USDOI/USGS | Urban Intensity Index (UII) ~ USGS NAWQA ; McMahon, G. and Cuffney, T.F |  | https://www.nemi.gov/methods/sams_method_summary/11934/ | 7/31/2013 12:00:00 AM
551976 | UMCES TS-264-00 | Urease Method for Urea in Seawater | MDE_FIELDSERVICES_WQX | The method for urea nitrogen determination used by Horn Point Analytical Services is a modification of the Determination of Urea by T. Parsons, Y. Maita, and C.Lalli as cited in A Manual of Chemical and Biological Methods for Seawater Analysis, 1984. This method is based on the urease method of McCarthy (1970). Parsons, et al., state this method is specific for urea. The enzyme urease is added directly to an unbuffered saltwater sample and heated. Hydrolysis of the urea in the sample occurs, and the urea is converted to ammonia. Reagents for phenol hypochlorite ammonia test are added to the sample and it is read in a spectrophotometer. A second identical sample is treated for ammonia determination in the presence of urease. This sample serves as a blank to void the ammonia concentration in the sample of any residual ammonia in the urease enzyme. Both sample and blank are read at a wavelength of 640 nm. This test is used for samples in the range of 0.15-15 ug at urea-N/liter. |  |  | 6/19/2014 2:11:34 PM
511143 | umho/cm | REGRAVAN | SDDENR_WQX |  |  |  | 10/31/2012 4:08:10 PM
62834 | Unesco (1994) | Unesco (1994) | JSKTRIBE_WQX |  |  |  | 2/21/2018 5:49:52 PM
110630 | UNESCO (1994) | UNESCO (1994) | TESTGCSWQX | Ammonia as N |  |  | 3/9/2011 1:12:41 PM
131957 | UNESCO (1994) | UNESCO (1994) | NARSTEST |  |  |  | 4/22/2016 3:44:23 PM
107235 | UNK | UNKNOWN | 21MEBCH |  |  |  | 1/27/2012 9:04:13 AM
66247 | UNK | UNKNOWN | MEDEP_WQX |  |  |  | 10/20/2015 2:20:23 PM
198343 | UNK-CH2M | UNK-CH2M | R10BUNKER |  |  |  | 7/18/2011 7:15:00 PM
67557 | UNKN FIELD PROC | UNKNOWN FIELD PROCEDURE - HISTORICAL DATA | 21MSWQ_WQX |  |  |  | 4/8/2010 3:55:47 PM
762770 | UNKNOWN | Unknown analytical method | BATTELLE_NFTDR_WQX | The analytical method is unknown or unspecified in the source data |  |  | 10/12/2018 9:15:41 AM
732274 | UNKNOWN | UNKNOWN PROCEDURE | LFWS |  |  |  | 6/30/2016 5:36:44 PM
730307 | UNKNOWN | unknown analytical procedure | ARSG |  |  |  | 3/22/2016 2:32:15 PM
732152 | UNKNOWN | Unknown | EPA_GLNPO |  |  |  | 2/21/2019 5:31:46 PM
733253 | Unknown | Unknown | METC_WQX | Method is Unknown. There is either no record or is cannot be assumed with absolute certainty what the method is/was. |  |  | 12/8/2016 5:47:04 PM
762624 | UNKNOWN | UNKNOWN | ONEIDA_WQX | Unknown Method as this data was imported directly from STORET |  |  | 10/16/2018 12:59:49 PM
762483 | Unknown | Unknown | IOWAGW_WQX |  |  |  | 5/25/2018 10:12:39 AM
730254 | unknown | unknown | NTHRNUTE | unknown |  |  | 4/17/2018 5:06:54 PM
262063 | Unknown | Unknown | MDEDAT08_WQX | Unknown |  |  | 1/11/2019 10:01:22 AM
261861 | UNKNOWN | UNKNOWN | 21ARIZ_WQX |  |  |  | 5/12/2016 3:27:17 AM
520983 | UNKNOWN | Unknown Method or Procedure | ROBINSONRANCHERIAENVIRONMENTAL |  |  |  | 12/19/2012 8:20:31 AM
532794 | UNKNOWN | UNKNOWN | OGLALAST |  |  |  | 7/10/2017 11:28:34 PM
533073 | UNKNOWN | UNKNOWN | PRAIRIEBAND | Will correct when method is found. |  |  | 1/30/2015 2:46:53 PM
550828 | UNKNOWN | UNKNOWN | 21NYDECA_WQX | Added 6/17/2009 |  |  | 5/15/2014 6:49:37 AM
551321 | UNKNOWN | Unknown | WQXTEST |  |  |  | 5/17/2018 10:51:17 AM
522193 | UNKNOWN | UNKNOWN | SDDENR_WQX |  |  |  | 9/12/2017 10:23:31 AM
507252 | Unknown | Unknown | POLSWATER_WQX |  |  |  | 5/5/2017 7:28:47 PM
586879 | UNKNOWN | Unknown | LPEPA106 |  |  |  | 12/18/2018 4:07:10 PM
553624 | Unknown | Unknown | BUNKER_WQX |  |  |  | 9/4/2014 4:27:09 PM
740949 | UNKNOWN | UNKNOWN | AZDEQ_SW |  |  |  | 2/19/2019 9:21:54 AM
742854 | UNKNOWN | UNKNOWN | AZDEQ_GW |  |  |  | 11/3/2017 10:17:41 AM
733177 | unknown | Unknown | 21NC03WQ |  |  |  | 1/29/2019 11:35:34 AM
564895 | UNKNOWN | UNKNOWN | ASPECT_WQX | UNKNOWN |  |  | 5/7/2015 1:50:19 PM
531982 | Unknown | Unknown | MDEDAT05_WQX | Unknown |  |  | 6/9/2017 3:30:25 PM
257415 | UNKNOWN | UNKNOWN | UTAHDWQ_WQX |  |  |  | 4/29/2017 12:21:50 PM
743487 | UNKNOWN | UNKNOWN | AZDEQ_WPD |  |  |  | 4/18/2018 11:50:24 AM
734657 | Unknown | Unknown - STORET DATA | SOKAOGON_WQX | STORET DATA EXPORT |  |  | 3/30/2017 2:29:49 PM
257357 | Unknown | Unknown | MDEDAT10_WQX | Unknown |  |  | 12/8/2011 9:07:21 AM
301117 | UNKNOWN | UNKNOWN | SPIRITLK |  |  |  | 2/23/2018 7:32:37 PM
290998 | UNKNOWN | UNKNOWN | 21NCMONITORING |  |  |  | 8/12/2013 2:30:02 PM
264856 | UNKNOWN | Analytical procedure not specified | MNPCA |  |  |  | 1/2/2018 10:42:17 AM
3096 | UNKNOWN | Procedure is unknown | 21GAEPD_WQX | Results where analytical method was not specified |  |  | 1/11/2018 3:19:15 PM
19811 | UNKNOWN | Procedure is unknown | EPA_R7_WQX | N/A |  |  | 10/18/2011 12:52:20 PM
131886 | UNKNOWN | UNKNOWN | 21NCCOALITIONS |  |  |  | 7/12/2011 12:09:44 PM
109855 | Unknown | Unknown | COE/ISU_WQX |  |  |  | 10/27/2010 1:57:29 PM
131889 | UNKNOWN | UNKNOWN | TURTLEMT |  |  |  | 2/14/2018 8:47:17 AM
110062 | UNKNOWN | EXACT FIELD OR LAB METHOD IS UNKNOWN | 11113300 | EXACT FIELD OR LAB METHOD IS UNKNOWN. |  |  | 2/8/2018 9:58:31 AM
109947 | Unknown | Unknown | 21IOWA_WQX |  |  |  | 10/30/2018 4:40:08 PM
62994 | UNKNOWN-MBMG | Unknown Method or Procedure | MBMG_WQX |  |  |  | 11/9/2009 1:33:09 PM
63107 | UNKNOWN-MDEQ-WQ | Unknown Method or Procedure | MDEQ_WQ_WQX |  |  |  | 6/15/2015 12:59:05 PM
63003 | UNKNOWN-MONT-PPL | Unknown Method or Procedure | MONT_PPL_WQX |  |  |  | 9/23/2016 10:30:09 AM
565242 | UNKNOWN-MTNWE | Unknown Method or Procedure | MTNWE |  |  |  | 6/30/2015 2:01:37 PM
62996 | UNKNOWN-MTVOLWQM | Unknown Method or Procedure | MTVOLWQM_WQX |  |  |  | 1/13/2011 4:33:59 PM
63006 | UNKNOWN-MTWTRSHD | Unknown Method or Procedure | MTWTRSHD_WQX |  |  |  | 1/15/2014 11:26:40 AM
65241 | UNKNOWN-TSWQC | Unknown Method or Procedure | TSWQC_WQX |  |  |  | 1/12/2010 1:27:54 PM
732230 | UNKNOWN-UNH | EXACT FIELD OR LAB METHOD IS UNKNOWN. | U_NH01 | EXACT FIELD OR LAB METHOD IS UNKNOWN. |  |  | 1/24/2017 12:13:48 PM
762487 | UnknownBOD | Unknown BOD | IOWAGW_WQX |  |  |  | 5/25/2018 10:12:53 AM
557466 | UnknownBOD | Unknown BOD | WQXTEST |  |  |  | 11/6/2014 10:28:42 AM
559174 | UnknownBOD | Unknown BOD | 21IOWA_WQX |  |  |  | 12/19/2014 10:28:10 AM
275015 | UNKOWN | UNKOWN | SDDENR_WQX |  |  |  | 1/30/2019 6:35:54 PM
561658 | URANIUM | Uranium | R10MIDNITE |  |  |  | 4/1/2015 6:11:58 PM
107216 | Urea-N | Urea in water | MRSENVMB_WQX | Mulvenna&Savid |  |  | 10/30/2018 2:21:17 PM
763759 | USACE_METALS | USACE Metals Analysis (EPA SW846 Method 6010 or 6020) | 11NPSWRD_WQX | Metals were determined following either EPA SW846 method 6010 or 6020 using a Perkin Elmer ICP Optima 3000 DV or a Perkin Elmer ICP/MS SCIEX ELAN 6000 respectively, the Army Corps of Engineers was unable to specify which method was used for which samples. The ICP/MS gives lower detection limits and is preferable for some metals. Method 6010 has higher detection limits and is generally used as a first screen to pick up the higher concentrations and to identify the metals to be re-analyzed by Method 6020. This is most often the case for water and elutriates. For soil or sediment, usually Method 6010 will suffice because metals concentrations in sediment and soil are much higher. |  |  | 11/13/2018 2:36:35 PM
733449 | USDA 20b | Sodium Absorption Ratio | SRSTEPA | Sodium Absorption Ratio according to USDA |  |  | 12/5/2018 12:40:59 PM
5097 | USDA HWQ1 | Cumulative Uncertainty in Discharge and Water Quality Data | USDA | USDA HWQ1 ~ USDA-ARS ; Cumulative Uncertainty in Discharge and Water Quality Data |  | https://www.nemi.gov/methods/method_summary/9509/ | 7/31/2013 12:00:00 AM
5098 | USDA HWQ2 | Discharge and Water Quality Data Collection on Small Watersheds | USDA | USDA HWQ2 ~ USDA-ARS ; Discharge and Water Quality Data Collection on Small Watersheds |  | https://www.nemi.gov/methods/method_summary/9503/ | 7/31/2013 12:00:00 AM
5099 | USDA HWQ3 | Automated Storm Water Sampling | USDA | USDA HWQ3 ~ USDA-ARS ; Automated Storm Water Sampling |  | https://www.nemi.gov/methods/method_summary/9510/ | 7/31/2013 12:00:00 AM
5100 | USDA HWQ4 | Estimating Uncertainty in Measured Discharge and Water Quality Data | USDA | USDA HWQ4 ~ USDA-ARS ; Estimating Uncertainty in Measured Discharge and Water Quality Data |  | https://www.nemi.gov/methods/method_summary/10995/ | 7/31/2013 12:00:00 AM
743094 | USDA LOI | Loss-on-Ignition Method to Assess Soil Organic Carbon | OREGONDEQ | Loss-on-Ignition Method to Assess Soil Organic Carbon |  |  | 2/8/2019 3:59:49 PM
447460 | USDOI/USGSI6545 | USDOI/USGS NITRITE PLUS NITRATE,BOT. DEPOS. (MG/KG-N DRY WT) USDOI/USGS 1985 | 21VASWCB |  |  |  | 8/14/2015 10:27:46 AM
447461 | USDOI/USGSPOS | USDOI/USGS Phosphorus- Organic in Sediment Calculated from USGS l-6600-85 minus USGS l-1602-85 | 21VASWCB |  |  |  | 8/14/2015 10:27:46 AM
447456 | USDOI/USGSTWR1 | USDOI/USGS ACID NEUTRALIZING CAPACITY Book 9 Ver. 9/2001 | 21VASWCB |  |  |  | 2/11/2019 9:03:10 AM
3100 | USEPA -150.1 | USEPA -150.1 | 21DEBCH | 150.1 |  |  | 12/26/2007 3:52:32 PM
751749 | USEPA 1103.1 | USEPA 1103.1 | 21OHIO_WQX |  |  |  | 5/2/2018 5:19:48 PM
526124 | USEPA 150.1 | USEPA 150.1 | 21OHIO_WQX | 150.1 |  |  | 1/9/2017 10:34:51 AM
263982 | USEPA 1630 | Methyl Mercury in Water by Distillation, Aqueous Ethylation, Purge and Trap, and CVAFS | MNPCA |  |  |  | 8/15/2013 12:44:41 AM
263983 | USEPA 1631E | Mercury in Water by Oxidation, Purge and Trap, and CVAFS | MNPCA |  |  |  | 6/25/2013 3:58:43 AM
526128 | USEPA 1664 | USEPA 1664 | 21OHIO_WQX | 1664 |  |  | 1/9/2017 10:34:51 AM
526097 | USEPA 200.7 | USEPA 200.7 | 21OHIO_WQX | 200.7 |  |  | 1/9/2017 10:33:21 AM
529053 | USEPA 200.7 | USEPA 200.7 | 21OHDGW_WQX | 200.7 |  |  | 4/13/2016 12:00:01 PM
565461 | USEPA 200.8 | USEPA 200.8 | 21OHIO_WQX | 200.8 |  |  | 4/1/2016 3:21:28 PM
731579 | USEPA 200.8 | USEPA 200.8 | 21OHDGW_WQX | 200.8 |  |  | 4/13/2016 12:00:01 PM
109859 | USEPA 245.1 | Mercury in Water by CVAA | COE/ISU_WQX | Citation: EPA Methods and Guidance for the Analysis of Water |  |  | 10/27/2010 1:57:30 PM
526130 | USEPA 245.1 | USEPA 245.1 | 21OHIO_WQX | 245.1 |  |  | 1/9/2017 10:33:32 AM
529051 | USEPA 300.1 | USEPA 300.1 | 21OHDGW_WQX | 300.1 |  |  | 3/10/2016 12:58:53 PM
547665 | USEPA 300.1 | USEPA 300.1 | 21OHIO_WQX | 300.1 |  |  | 1/9/2017 10:33:57 AM
566355 | USEPA 305.1 | USEPA 305.1 | 21OHIO_WQX | 305.1 |  |  | 1/9/2017 10:34:51 AM
529056 | USEPA 310.1 | USEPA 310.1 | 21OHDGW_WQX | 310.1 |  |  | 4/13/2016 12:00:02 PM
526099 | USEPA 310.1 | USEPA 310.1 | 21OHIO_WQX | 310.1 |  |  | 1/9/2017 10:33:23 AM
529059 | USEPA 325.1 | USEPA 325.1 | 21OHDGW_WQX | 325.1 |  |  | 4/13/2016 12:00:02 PM
526104 | USEPA 325.1 | USEPA 325.1 | 21OHIO_WQX | 325.1 |  |  | 1/9/2017 10:33:22 AM
526101 | USEPA 350.1 | USEPA 350.1 | 21OHIO_WQX | 350.1 |  |  | 1/9/2017 10:33:22 AM
529058 | USEPA 350.1 | USEPA 350.1 | 21OHDGW_WQX | 350.1 |  |  | 4/13/2016 12:00:02 PM
529060 | USEPA 351.2 | USEPA 351.2 | 21OHDGW_WQX | 351.2 |  |  | 4/13/2016 12:00:05 PM
526102 | USEPA 351.2 | USEPA 351.2 | 21OHIO_WQX | 351.2 |  |  | 1/9/2017 10:33:22 AM
526105 | USEPA 353.2 | USEPA 353.2 | 21OHIO_WQX | 353.2 |  |  | 1/9/2017 10:33:23 AM
526110 | USEPA 365.1 | USEPA 365.1 | 21OHIO_WQX |  |  |  | 5/2/2018 5:20:14 PM
109844 | USEPA 365.4 | Total Phosphorus After Block Digestion | COE/ISU_WQX | Citation: EPA Methods and Guidance for the Analysis of Water |  |  | 10/27/2010 1:57:29 PM
526107 | USEPA 365.4 | USEPA 365.4 | 21OHIO_WQX | 365.4 |  |  | 1/9/2017 10:33:22 AM
529065 | USEPA 365.4 | USEPA 365.4 | 21OHDGW_WQX | 365.4 |  |  | 4/13/2016 12:00:02 PM
529054 | USEPA 375.2 | USEPA 375.2 | 21OHDGW_WQX | 375.2 |  |  | 4/13/2016 12:00:03 PM
526098 | USEPA 375.2 | USEPA 375.2 | 21OHIO_WQX | 375.2 |  |  | 1/9/2017 10:33:22 AM
531063 | USEPA 415.3_440 | Determination of UV Absorbance at 440 nm in Water | MNPCA |  |  |  | 2/3/2016 3:58:46 PM
526133 | USEPA 420.1 | USEPA 420.1 | 21OHIO_WQX | 420.1 |  |  | 1/9/2017 9:47:27 AM
526129 | USEPA 445 | USEPA 445 | 21OHIO_WQX |  |  |  | 5/2/2018 5:19:58 PM
566682 | USEPA 524.2 | USEPA 524.2 | 21OHIO_WQX | 524.2 |  |  | 2/9/2016 11:33:56 AM
529064 | USEPA 524.2 | USEPA 524.2 | 21OHDGW_WQX | 524.2 |  |  | 3/10/2016 12:59:25 PM
751820 | USEPA 536 | Triazine Pesticides and Degradates by LC/MS/MS | IOWAGW_WQX |  |  |  | 5/25/2018 10:21:42 AM
526135 | USEPA 600 | USEPA 600 | 21OHIO_WQX | 600 |  |  | 1/9/2017 10:33:22 AM
565462 | USEPA 6010B | USEPA 6010B | 21OHIO_WQX | 6010B |  |  | 1/3/2017 12:47:23 PM
521451 | USEPA 6010B | USEPA 6010B | WQXTEST | 6010B |  |  | 9/5/2013 2:18:32 PM
274931 | USEPA 8270 MOD | USEPA 8270 Modified, Pesticides in Water by GC/MS | MNPCA | 8270 |  |  | 7/11/2013 9:53:27 AM
550818 | USEPA 8270 MOD | USEPA 8270 Modified, Pesticides in Water by GC/MS | MNDA_PESTICIDE |  |  |  | 12/3/2018 12:53:58 PM
40920 | USEPA-150.1 | USEPA-150.1 | 21AQ_WQX | 150.1 |  |  | 7/23/2009 1:02:09 AM
40921 | USEPA-180.1 | USEPA-180.1 | 21AQ_WQX | 180.1 |  |  | 7/23/2009 1:02:09 AM
458994 | USEPA7473 | Mercury in Fish | UTAHDWQ_WQX |  |  |  | 3/14/2016 3:46:30 PM
507926 | USEPA91 | USEPA91 | INSTOR_WQX | 91 |  |  | 11/30/2017 1:47:15 PM
447453 | USEPAPART.PHOS. | USEPA Chesapeake Bay Methods 1996 P IV - 30. Particulate Phosphorus | 21VASWCB |  |  |  | 2/25/2019 9:01:12 AM
447451 | USEPAPO4 | USEPA Chesapeake Bay Methods 1996 P IV - 25. Particulate Phosphorus | 21VASWCB |  |  |  | 2/25/2019 9:01:17 AM
565353 | USEPATNTP | USEPA Total Nitrogen/Total Phosphorus | 21VASWCB |  |  |  | 7/31/2015 6:17:48 PM
447462 | USEPATOC | USEPA Total Organic Carbon ENVIRONMENTAL MONITORING AND ASSESSMENT PROGRAM (EMAP) LABORATORY METHODS MANUAL ESTUARIES VO | 21VASWCB |  |  |  | 8/14/2015 10:27:46 AM
447452 | USER DEFINED | CONTACT VADEQ FOR DETAILS | 21VASWCB |  |  |  | 11/26/2018 9:01:32 AM
110060 | USGS | See Comments | KICKAPOO07 | Method is unknown. Please look in the comments for the USGS Method. |  |  | 5/31/2011 4:43:40 PM
730308 | USGS | USGS est# provisional | ARSG | USGS est# provisional cfs |  |  | 3/22/2016 2:32:30 PM
565464 | USGS | USGS | INSTOR_WQX |  |  |  | 1/11/2017 10:45:56 AM
553466 | USGS 2434 | Hormones in Water by GS/MS/MS (Experimental Schedule) | MNPCA_AGW |  |  |  | 2/1/2019 11:58:52 AM
743667 | USGS 5630 | Microcystin, OGRL-SOP-5630 | AKDECAKMAP | USGS. 2010. Standard Operating Procedure: Microtiter Plate Enzyme-Linked Immuno-Sorbent Assay for Microcystin. OGRL-SOP-5630. |  |  | 3/19/2018 11:23:03 AM
525234 | USGS B352085 | USGS B352085 | INSTOR_WQX |  |  |  | 3/12/2018 2:16:21 PM
109949 | USGS CA8 | USGS Discharge Measurement | 21IOWA_WQX | Citation: USGS-TWRI General Procedure for Gaging Streams Volume:Book 3; Chap. A6 |  |  | 10/30/2018 4:25:45 PM
109838 | USGS CA8 | USGS Flow Measurement | COE/ISU_WQX | Citation: USGS-TWRI General Procedure for Gaging Streams |  |  | 10/27/2010 1:57:29 PM
554868 | USGS CA8 | USGS Flow Measurement | WQXTEST | Citation: USGS-TWRI General Procedure for Gaging Streams Volume:Book 3; Chap. A6 |  |  | 11/6/2014 10:28:41 AM
564532 | USGS Gage (P) | USGS Gage (P) | INSTOR_WQX |  |  |  | 4/22/2015 11:16:07 AM
262487 | USGS I-1338-85 | Hardness in water by colorimetric titration | MNPCA |  |  |  | 7/11/2013 8:49:58 AM
553671 | USGS I-1702-85 | silica | 21KAN001_WQX | USGS I-1702-85 |  |  | 1/5/2016 3:47:16 PM
531070 | USGS I-1750-85 | USGS I-1750-85 | WQXTEST |  |  |  | 2/15/2017 1:56:45 PM
531082 | USGS I-1750-85 | TDS | R4ATHENS_WQX | For more info contact US-EPA Region 4 Laboratory, Athens, Georgia (email: r4lims@epa.gov) |  |  | 2/15/2017 2:15:44 PM
532551 | USGS I-1751-78 | TDS | 21KAN001_WQX | USGS I-1751-78 |  |  | 3/6/2018 4:20:44 PM
269110 | USGS I-3753 | Dissolved Volatile Solids | MNPCA |  |  |  | 7/31/2013 1:57:09 PM
531074 | USGS I-3765-85 | USGS I-3765-85 | WQXTEST |  |  |  | 3/29/2018 10:50:07 AM
531083 | USGS I-3765-85 | TSS | R4ATHENS_WQX | For more info contact US-EPA Region 4 Laboratory, Athens, Georgia (email: r4lims@epa.gov) |  |  | 3/29/2018 11:09:15 AM
274887 | USGS I-3767-78 | Solids, Suspended Volatile, I-3767-78 | MNPCA |  |  |  | 8/15/2013 12:52:09 AM
551309 | USGS INAA | Instrumental Neutron Activation Analysis | MDEDAT01_WQX | Instrumental neutron activation analysis (INAA) selectively measures radioactive nuclide activity produced by nuclear reactions on naturally occurring isotopes. The activity of the indicator radionuclide produced during irradiation is directly proportional to the amount of the element in the sample. |  |  | 9/6/2017 9:51:18 AM
553619 | USGS LCAB | Antibiotics in Water by LC/MS | MNPCA_AGW |  |  |  | 2/1/2019 11:58:52 AM
733209 | USGS O-2060-01 | W-AHERB-AA /W-UHERB-AA | 21FLPNS_WQX | CWA Procedure for use with W-AHERB-AA and W-UHERB-AA |  |  | 11/23/2016 9:58:14 AM
733307 | USGS O-2060-01 | USGS O-2060-01 | 21FLWPB_WQX |  |  |  | 11/20/2018 10:29:39 AM
733224 | USGS O-2060-01 | USGS O-2060-01 | 21FLFTM_WQX |  |  |  | 1/16/2018 2:39:36 PM
733214 | USGS O-2060-01 | Pesticide | 21FLWQA_WQX |  |  |  | 11/19/2018 9:07:20 AM
733218 | USGS O-2060-01 | Acid Herbicides and Carbamates | 21FLGW_WQX | DEP SOP: LC-001-2 (based on USGS O-2060-01) |  |  | 1/12/2018 4:18:30 PM
763841 | USGS O-2060-01 | Acid Herbicides and Carbamates | 21FLWQSP_WQX | DEP SOP: LC-001-2 (based on USGS O-2060-01) |  |  | 11/16/2018 2:08:28 PM
763858 | USGS O-2060-01 | USGS O-2060-01 | 21FLTPA_WQX |  |  |  | 11/20/2018 2:04:11 PM
764410 | USGS O-2060-01 | USGS O-2060-01 | 21FLGWMS_WQX |  |  |  | 12/7/2018 3:10:27 PM
764466 | USGS O-2060-01 | USGS O-2060-01 | 21FLTLHR_WQX |  |  |  | 12/13/2018 2:25:59 PM
566133 | USGS O-2440-14 | Pharmaceuticals in Water by HPLC-MS/MS | MNPCA_AGW |  |  |  | 6/2/2016 9:45:44 AM
553414 | USGS PHYCOCYANIN | Phycocyanin method modified from Otsuki et al. 1994 | MNPCA |  |  |  | 6/6/2016 12:33:16 PM
563093 | USGS RM 9017 | Pharmaceuticals in Water by HPLC-MS/MS | MNPCA_AGW |  |  |  | 2/1/2019 11:58:52 AM
257424 | USGSFLOW | Flow measurements taken by the USGS | UTAHDWQ_WQX |  |  |  | 3/14/2016 6:39:17 PM
732308 | USGSFLOW | USGS Flow Gage | NFRIA | Realtime flow data found on USGS NWIS website |  |  | 6/30/2016 7:56:26 PM
764490 | USGSO-2060-01 | USGSO-2060-01 | 21FLSFWM_WQX |  |  |  | 1/31/2019 9:16:50 AM
763250 | USGS_31625 | Fecal coliform, M-FC MF (0.7 micron) method | 11NPSWRD_WQX | Fecal coliform, mFC MF method, water, colonies/100 ml [Fecal coliform, .7 um-MF (col./100 mL)]. This is the mFC agar method (Britton and Greeson, 1987, p. 37-40). Parameter code 31625 was established when the 0.7 micron filter was recommended for the mFC method. |  |  | 11/13/2018 10:18:56 AM
763251 | USGS_31633 | Escherichia coli, m-TEC MF method | 11NPSWRD_WQX | E. coli, mTEC MF method, water, colonies/100 ml [E. coli, water, whole, total, thermotol, MF, m-TEC, in-situ, urease, (col/100ml)]. This is the mTEC agar method (U.S. Environmental Protection Agency, 1986 and 2000b) for water and is widely used for monitoring recreational and ambient surface waters. |  |  | 11/13/2018 10:18:56 AM
763751 | USGS_31673 | Fecal Streptococci, KF streptococcus MF method | 11NPSWRD_WQX | 31673, Fecal Streptococci, KF streptococcus MF method, water, colonies/100 ml [Streptococci, fecal, membrane filter, KF agar (colonies/100 ml)]. This is the KF streptococcus agar method for water (Britton and Greeson, 1987, p. 47-50). |  |  | 11/13/2018 10:18:56 AM
763440 | USGS_AA030 | Potassium, wf, direct AAS | 11NPSWRD_WQX | Potassium in filtered water by direct AAS Procedure from NWIS import |  |  | 11/13/2018 2:44:06 PM
763753 | USGS_BAROMETER | USGS Unspecified Barometer | 11NPSWRD_WQX |  |  |  | 11/13/2018 10:18:56 AM
763752 | USGS_BECK_PHI10 | Beckman Phi 10, Electrometric Electrode | 11NPSWRD_WQX |  |  |  | 11/13/2018 10:18:56 AM
763252 | USGS_CL020 | Nutrients, wf, colorimetric | 11NPSWRD_WQX |  |  |  | 11/12/2018 3:03:22 PM
763665 | USGS_CL021 | Nutrients, wu, acidified, color | 11NPSWRD_WQX |  |  |  | 11/12/2018 3:03:22 PM
763253 | USGS_CL037 | Nutrients, salic/hypo, color | 11NPSWRD_WQX |  |  |  | 11/12/2018 3:03:22 PM
763657 | USGS_CL039 | Nutrients, LL, wf, color | 11NPSWRD_WQX | Nutrients, low level, filtered water, salicylate-hypochlorite, colorimetric Procedure from NWIS import |  |  | 11/12/2018 9:39:52 AM
763254 | USGS_CL041 | Nutrients, wf, colorimetric | 11NPSWRD_WQX |  |  |  | 11/12/2018 3:03:22 PM
763255 | USGS_CL048 | Nutrients, Cd reduct, color | 11NPSWRD_WQX | Nutrients, filtered water, cadmium-reduction, colorimetric Procedure from NWIS import |  |  | 11/13/2018 2:44:06 PM
763658 | USGS_CL050 | Nutrients, low, Cd reduct, color | 11NPSWRD_WQX | Nutrients, lowlevel, filtered water, cadmium-reduction, colorimetric Procedure from NWIS import |  |  | 11/12/2018 9:39:52 AM
763256 | USGS_CL053 | Nutrients, phosphomolybdate, col | 11NPSWRD_WQX |  |  |  | 11/12/2018 3:03:22 PM
763659 | USGS_CL057 | Nutrients, lowlvl, phosphomolybd | 11NPSWRD_WQX | Nutrients, lowlevel, filtered water, phosphomolybdate, colorimetric Procedure from NWIS import |  |  | 11/12/2018 9:39:52 AM
763445 | USGS_COLM_DO | Multiple Dissolved Oxygen Procedures Used at Colorado N.M. by USGS | 11NPSWRD_WQX | For the Level I Inventory at Colorado National Monument, the USGS used either a YSI 50B Dissolved Oxygen Meter in the field or Hach Winkler Titration kits back at the office. |  |  | 11/2/2018 6:04:18 PM
763264 | USGS_COMB3 | Total carbon, geologic, combustn | 11NPSWRD_WQX | Total carbon in geologic materials by combustion Procedure from NWIS import |  |  | 11/12/2018 3:03:21 PM
763265 | USGS_CV003 | Mercury, bed sed, CV AA, GD | 11NPSWRD_WQX | Geologic Division, AA, cold vapor, Mercury, <63 micrometer field sieved, TBM Procedure from NWIS import |  |  | 11/2/2018 9:21:20 AM
763663 | USGS_EL006 | pH, lab, auto glass electrode | 11NPSWRD_WQX | pH, lab, by automated glass electrode Procedure from NWIS import |  |  | 11/13/2018 10:18:55 AM
763292 | USGS_FECALINDF | USGS Fecal Indicator Bacteria Done in Field | 11NPSWRD_WQX | Unfiltered sample water was collected into a 1-liter autoclaved (sterilized) bottle and stored on ice (at 4 degrees Celsius) for later filtration, preferably within one hour and no later than six hours. Total coliform, fecal coliform, and E. coli were cultured on selective media after filtration of several different sample volumes onto gridded membrane filters. The bacteria were counted and concentrations determined following guidelines in Wilde and Radtke (1998). |  |  | 11/8/2018 11:37:15 AM
763446 | USGS_FLOW_RANTZ | Measuring Discharge According to Rantz and Others | 11NPSWRD_WQX | Discharge of streams was measured using current meters or the float method (to estimate velocity). Flow from springs either was estimated visually or measured using volumetric methods as per Rantz and Others. |  |  | 11/9/2018 5:49:36 PM
763523 | USGS_FLOW_RODVM | USGS Flow Determination by Wading Rod and Pygmy or Price AA Velocity Meter | 11NPSWRD_WQX |  |  |  | 11/13/2018 9:59:18 AM
557941 | USGS_Gage_1_Day_WQX | Daily Mean Flow Calculated from USGS Streamgage Data | 21COL001_WQX |  |  |  | 11/8/2018 5:51:57 PM
763257 | USGS_GCM33 | Pest, hi use, addon,SPE,GCMS-SIM | 11NPSWRD_WQX | Pesticides, high use, addon, filtered water, solid phase extraction at lab, gas chromatography/mass spectrometry with selected ion monitoring Procedure from NWIS import |  |  | 11/2/2018 9:21:17 AM
763258 | USGS_GCM35 | Pest, high use, SPE, GCMS-SIM | 11NPSWRD_WQX | Pesticides, high use, filtered water, solid phase extraction at lab, gas chromatography/mass spectrometry with selected ion monitoring Procedure from NWIS import |  |  | 11/2/2018 9:21:17 AM
763743 | USGS_GCM62 | VOCs, water, GC-MS | 11NPSWRD_WQX | Volatile Orgainc Compounds in Water by GC-MS Procedure from NWIS import |  |  | 11/13/2018 9:59:18 AM
763744 | USGS_GCM63 | VOCs, water, GC-MS | 11NPSWRD_WQX | Volatile Orgainc Compounds in Water by GC-MS Procedure from NWIS import |  |  | 11/13/2018 9:59:18 AM
763745 | USGS_GCM64 | VOCs, water, GC-MS | 11NPSWRD_WQX | Volatile Orgainc Compounds in Water by GC-MS Procedure from NWIS import |  |  | 11/13/2018 9:59:18 AM
763746 | USGS_GCM65 | VOCs, water, GC-MS | 11NPSWRD_WQX | Volatile Orgainc Compounds in Water by GC-MS Procedure from NWIS import |  |  | 11/13/2018 9:59:18 AM
763747 | USGS_GCM67 | VOC, wu, censor at <0.2, GCMS | 11NPSWRD_WQX | Volatile organic compounds, unfiltered water, censored at <0.2 ug/L, purge and trap gas chromatography/mass spectrometry Procedure from NWIS import |  |  | 11/13/2018 9:59:18 AM
763748 | USGS_GCM68 | VOC, wu, censor at <0.2, GCMS | 11NPSWRD_WQX | Volatile organic compounds, unfiltered water, censored at <0.2 ug/L, purge and trap gas chromatography/mass spectrometry Procedure from NWIS import |  |  | 11/13/2018 9:59:18 AM
763441 | USGS_GF075 | Chromium, wf, GFAAS | 11NPSWRD_WQX | Chromium in Filtered Water by GFAAS Procedure from NWIS import |  |  | 11/13/2018 10:18:55 AM
763736 | USGS_GF085 | Arsenic, wf, GFAAS | 11NPSWRD_WQX |  |  |  | 11/13/2018 10:18:55 AM
763640 | USGS_GF094 | Chromium, wu, GFAAS | 11NPSWRD_WQX | Chromium in Unfiltered Water by GFAAS Procedure from NWIS import |  |  | 11/9/2018 5:49:37 PM
763641 | USGS_GF096 | Arsenic, wu, GFAAS | 11NPSWRD_WQX | Arsenic Recoverable from Unfiltered Water by GFAAS Procedure from NWIS import |  |  | 11/9/2018 5:49:37 PM
763642 | USGS_GF097 | Cadmium, wu, GF-AAS | 11NPSWRD_WQX | Cadmium in unfiltered water, by GF-AAS Procedure from NWIS import |  |  | 11/9/2018 5:49:37 PM
763643 | USGS_GF099 | Copper, wu, GF-AAS | 11NPSWRD_WQX | Copper recoverable from unfiltered water, by GF-AAS Procedure from NWIS import |  |  | 11/9/2018 5:49:37 PM
763644 | USGS_GF100 | Lead, wu, GF-AAS | 11NPSWRD_WQX | Lead recoverable from unfiltered water, by GF-AAS Procedure from NWIS import |  |  | 11/9/2018 5:49:37 PM
763645 | USGS_GF102 | Selenium, wu, GFAAS (NWQL) | 11NPSWRD_WQX | Selenium Recoverable from Unfiltered Water by GFAAS Procedure from NWIS import |  |  | 11/9/2018 5:49:37 PM
763649 | USGS_GRANTITR | USGS Gran Titration | 11NPSWRD_WQX | Water samples were filtered through a 0.45-micron pore capsule filter. Fifty milliliters of filtered water were pipeted into a glass beaker. The pH of the sample was recorded and 0.16 Normal (N) sulfuric acid (H2SO4) was titrated into the sample using a digital titrator until reaching the inflection point(s) (the point of maximum rate of change in pH per volume of titrant added). |  |  | 11/14/2018 10:03:22 AM
763285 | USGS_GUY | USGS Suspended Sediment Method as per Guy | 11NPSWRD_WQX |  |  |  | 11/14/2018 10:03:25 AM
763221 | USGS_HACH_KIT | Hach Alkalinity Kit, Titration with H2SO4 | 11NPSWRD_WQX | Filtration of water samples, 0.45 microns in the field. |  |  | 11/1/2018 5:31:06 PM
187257 | USGS_HIST | USGS_HIST | R10BUNKER |  |  |  | 7/21/2011 6:40:21 PM
763266 | USGS_HY006 | Selenium, geologic,CFhydride AAS | 11NPSWRD_WQX | Selenium in <63 micrometer field-sieved geologic material by continuous-flow hydride generation atomic absorption spectrophotometry Procedure from NWIS import |  |  | 11/2/2018 9:21:20 AM
763289 | USGS_I-2540 | Nitrite-Nitrogen in Water by Colorimetry | 11NPSWRD_WQX |  |  |  | 11/14/2018 10:03:19 AM
743446 | USGS_I-2610 | Colorimetry, Automated-Segmented Flow, Microkjeldahl Digestion | 11NPSWRD_WQX |  |  |  | 3/2/2018 10:16:09 AM
763290 | USGS_I2464-01 | Atomic Fluorescence Cold Vapor | 11NPSWRD_WQX |  |  |  | 11/14/2018 10:03:19 AM
763284 | USGS_I247792 | Inductively Coupled Plasma/Mass Spectrometry | 11NPSWRD_WQX |  |  |  | 11/14/2018 10:03:19 AM
763666 | USGS_IC022 | Anions, wf, IC | 11NPSWRD_WQX |  |  |  | 11/12/2018 3:03:22 PM
763287 | USGS_INCEQTITR | USGS Incremental Equivalence Titration | 11NPSWRD_WQX | Water samples were filtered through a 0.45-micron pore capsule filter. Fifty milliliters of filtered water were pipeted into a glass beaker. The pH of the sample was recorded and 0.16 Normal (N) sulfuric acid (H2SO4) was titrated into the sample using a digital titrator until reaching the inflection point(s) (the point of maximum rate of change in pH per volume of titrant added). |  |  | 11/14/2018 10:03:19 AM
763667 | USGS_ISE05 | Anions, wf, ISE | 11NPSWRD_WQX |  |  |  | 11/12/2018 3:03:22 PM
763259 | USGS_KJ002 | Nutrients, wf, Kjeldahl, color | 11NPSWRD_WQX | Nutrients, filtered water, kjeldahl digestion, colorimetric Procedure from NWIS import |  |  | 11/13/2018 10:18:55 AM
763735 | USGS_KJ005 | Nutrients, wf, Kjeldahl, color | 11NPSWRD_WQX | Nutrients, filtered water, kjeldahl digestion, colorimetric Procedure from NWIS import |  |  | 11/13/2018 9:13:16 AM
763260 | USGS_KJ008 | Nutrients, acidified, Kjeldahl | 11NPSWRD_WQX | Nutrients, unfiltered water, acidified, kjeldahl digestion, colorimetric Procedure from NWIS import |  |  | 11/13/2018 10:18:55 AM
763261 | USGS_KJ009 | Phosphorus, wu, microKJ ASF, H+ | 11NPSWRD_WQX | Total Phosphorus in Unfiltered Water by Microkjeldahl Digestion, and ASF Dialysis and Colorimetry (unfiltered sample, preserved by chilling only prior to 1-1-1999, preserved with sulfuric acid 1-1-1999 to present; see OWQ Tech Memo 99.04) Procedure from NWIS import |  |  | 11/9/2018 5:49:37 PM
763639 | USGS_MEMFILT | USGS Membrane Filtration Method for Fecal Indicator Bacteria | 11NPSWRD_WQX |  |  |  | 11/13/2018 9:59:18 AM
763660 | USGS_MULTIPARM | USGS Unspecified Multiparameter Meter Field Measurement | 11NPSWRD_WQX | Field measurements with an unspecified multiparameter meter done by the USGS |  |  | 11/12/2018 9:39:52 AM
763764 | USGS_O-4127-96 | Volatile Organic Compounds in Water by GC-MS | 11NPSWRD_WQX | Volatile organic compounds are purged from the sample matrix by bubbling helium through a 25-mL aqueous sample. The compounds are trapped in a tube containing suitable sorbent materials and then thermally desorbed into a Megabore capillary gas chromatography column interfaced to a mass spectrometer system. Selected compounds are identified by using strict qualification criteria, which include analyzing standard reference materials and comparing retention times and relative ratios of the mass spectra. Tentatively identified compounds are compared to spectra in the National Institute of Standards and Technology (NIST) libraries. Compounds are quantitated using internal standard procedures. Quantitation that is extrapolated less than the lowest calibration standard is qualified as 'estimated' to signify the lower confidence in the extrapolated concentration. Compounds are not quantitated if they do not strictly adhere to qualification criteria. Compounds identified with concentrations within the calibration range are reported without qualification, unless quality control or holding times are compromised. Additional information can be found in USGS Factsheet 219-95, 'U.S. Geological Survey Laboratory Method for Methyl tert-Butyl Ether and Other Fuel Oxygenates', and USGS Factsheet 086-98, 'U.S. Geological Survey Laboratory Method for Analysis of Small Concentrations of Methyl tert-Butyl Ether and Other Ether Gasoline Oxygenates in Water.' |  |  | 11/13/2018 5:19:44 PM
763662 | USGS_PARSHALL | Parshall Flume for Measuring Discharge | 11NPSWRD_WQX |  |  |  | 11/13/2018 5:19:44 PM
763668 | USGS_PLA11 | Metals, wf, ICP-AES | 11NPSWRD_WQX | Metals, filtered water, Inductively coupled plasma-atomic emission spectrometry Procedure from NWIS import |  |  | 11/12/2018 3:03:22 PM
763646 | USGS_PLA15 | Metals, wu, ICP-AES | 11NPSWRD_WQX | Metals, unfiltered water, Inductively coupled plasma-atomic emission spectrometry Procedure from NWIS import |  |  | 11/9/2018 5:49:37 PM
763267 | USGS_PLM09 | 42 Elements by ICPMS (GD, NAWQA) | 11NPSWRD_WQX | NAWQA Geologic Division Bed Sediment ICPMS 42 Elements <63u Procedure from NWIS import |  |  | 11/12/2018 3:03:21 PM
763742 | USGS_PLM30 | USGS Trace elements,wf, ICP-MS(Ocala) | 11NPSWRD_WQX | Ocala Lab analysis of trace elements in filtered water by ICP-MS Procedure from NWIS import |  |  | 11/13/2018 9:59:17 AM
763442 | USGS_PLM40 | Metals, water, ICP-MS | 11NPSWRD_WQX | Metals in Water by ICP-MS Procedure from NWIS import |  |  | 11/12/2018 11:43:52 AM
763443 | USGS_PLM43 | Metals, wf, ICP-MS | 11NPSWRD_WQX | Metals, filtered water, Inductively coupled plasma-mass spectrometry Procedure from NWIS import |  |  | 11/13/2018 10:18:55 AM
763669 | USGS_ROE10 | ROE, wf, 180C, by weight (NWQL) | 11NPSWRD_WQX |  |  |  | 11/12/2018 3:03:22 PM
763661 | USGS_SD_ELISA | Enzyme Linked Immunosorbent Assay Technique | 11NPSWRD_WQX |  |  |  | 11/12/2018 9:39:52 AM
763754 | USGS_SPIRIT_TH | USGS Spirit Filled Thermometer | 11NPSWRD_WQX |  |  |  | 11/13/2018 10:18:56 AM
763262 | USGS_TBD01 | USGS Turbidmeter in the NWQL | 11NPSWRD_WQX | NWQL used a Hach 2100A turbidimeter from 1985 through June 2001. |  |  | 11/12/2018 3:03:22 PM
763738 | USGS_THERM_STD | USGS Standard Glass Thermometer | 11NPSWRD_WQX |  |  |  | 11/13/2018 5:19:44 PM
763269 | USGS_TT008 | ANC, wu, field, fixed EP | 11NPSWRD_WQX | ANC, FET, FIELD, fixed endpoint Procedure from NWIS import |  |  | 11/2/2018 9:21:23 AM
763734 | USGS_TT013 | USGS Alkalinity, wf, field, increment | 11NPSWRD_WQX |  |  |  | 11/13/2018 5:19:44 PM
763268 | USGS_TT030 | Carbonate carbon, geo, coulometr | 11NPSWRD_WQX | Carbonate carbon in geologic materials by coulometric titration Procedure from NWIS import |  |  | 11/12/2018 3:03:22 PM
730217 | USGS_TWRI3-A8 | USGS_TWRI3-A8 | SMWC | USGS Marsh-McBirney flow meter method |  |  | 3/10/2016 3:38:01 PM
566691 | USGS_TWRI3-A8 | USGS_TWRI3-A8 | UWP | USGS Marsh-McBirney flow meter method |  |  | 2/13/2016 6:56:08 PM
763288 | USGS_UNKFIELDPR | USGS Unknown Field Analytical Procedure | 11NPSWRD_WQX | Various field measurements using unspecified meters, probes, and other equipment as per the guidelines in Wilde and Radtke (1998). |  |  | 11/14/2018 10:03:19 AM
187252 | USGS_UNKN | USGS_UNKN | R10BUNKER |  |  |  | 7/21/2011 6:40:21 PM
763249 | USGS_UNKNOWN | USGS Unknown/Unspecified Analytical Procedure | 11NPSWRD_WQX |  |  |  | 11/14/2018 10:03:25 AM
763263 | USGS_UNSPEC | Unspecified USGS Lab Analytical Procedures at NWQL Following Standard Protocols | 11NPSWRD_WQX |  |  |  | 11/13/2018 10:18:54 AM
763664 | USGS_WHT03 | Specific cond, lab, autom bridge | 11NPSWRD_WQX | Specific conductance, lab, automated, by Wheatstone bridge |  |  | 11/13/2018 5:19:44 PM
763739 | USGS_YSI_UNSPEC | YSI Unspecified Scientific Dissolved Oxygen Meter | 11NPSWRD_WQX |  |  |  | 11/13/2018 5:19:47 PM
763520 | UVA_AIRTEMP | Measure Air Temperature | 11NPSWRD_WQX | Place thermometer on surface that is at ambient temperature away from heat or cooling sources. Allow thermometer to equilibrate and then record reading. |  |  | 11/8/2018 10:35:34 AM
763521 | UVA_AL_TOT_TCON | Colorimetric Procedure for Total Monomeric Aluminum Using the Technicon Autoanalyzer II | 11NPSWRD_WQX | Colorimetric detection of total monomeric aluminum with open-system samples by pyrocatechol violet technique. |  |  | 11/8/2018 10:35:35 AM
744790 | UVA_ANC_PH_M809 | ANC and pH with the Metrohm 809 Titration System | 11NPSWRD_WQX | Open-air, unstirred pH measurement and open-air, stirred ANC (Acid Neutralizing Capacity) Gran titration using Metrohm 809 titration system |  |  | 11/8/2018 10:35:33 AM
744791 | UVA_CND_MET_IC2 | Calculated Conductivity by Metrohm and IC#2 | 11NPSWRD_WQX | Using conductance factors found in Table 4, page A-13 of Morrison, 1991, sum the contributions from: OH-, H+, HCO3-, Ca2+, Mg2+, Na+, K+, NH4+, NO3-, SO42-, Cl-. Assume HCO3- = ANC; except when ANC is negative, then assume HCO3- is zero. For values of *Non-detect: substitute 0.5 × MDL. For values of *Present <QL: substitute 0.5 × (MDL + LQL). |  |  | 11/8/2018 10:35:33 AM
744792 | UVA_CNR_MET_IC2 | Ratio of Conductivity by UVA_CND_MET_IC2 to Measured Conductivity | 11NPSWRD_WQX | Conductivity ratio = calculated conductivity / measured conductivity (in uS/cm at 25 degrees C) |  |  | 11/8/2018 10:35:34 AM
744793 | UVA_CON_VWR_MAN | Conductivity Procedure Using a VWR-brand NIST Traceable Digital Conductivity Meter w/ ATC | 11NPSWRD_WQX | VWR-brand (manufactured by Control Company) NIST Traceable digital conductivity meter with automatic temperature compensation to 25 degrees C. Digital meter and conductivity probe. Readings obtained at ambient lab temperature (about 23 deg. C). |  |  | 11/8/2018 10:35:34 AM
744794 | UVA_IONS_IC | Ion Chromatography with Dionex ICS-3000/Chromeleon for Mg, Na, Ca, K, SO4, NO3, Cl and NH4 | 11NPSWRD_WQX | Quantification of anions (Cl, NO3, SO4) and cations (Ca, K, Mg, Na, NH4) using Dionex ICS-3000 with Chromeleon software. |  |  | 4/24/2018 9:29:19 AM
763518 | UVA_MIDN_IONSIC | Ion Chromatography with Dionex ICS-3000/Chromeleon for Mg, Na, Ca, K, SO4, NO3, Cl, PO4, and NH4 | 11NPSWRD_WQX | Quantification of anions (Cl, NO3, SO4, PO4) and cations (Ca, K, Mg, Na, NH4) using Dionex ICS-3000 with Chromeleon software. |  |  | 11/8/2018 10:35:34 AM
763519 | UVA_PHOEN_8000 | Dissolved Organic Carbon by Teledyne-Tekmar Phoenix 8000 | 11NPSWRD_WQX | Teledyne-Tekmar Phoenix 8000 TOC Analyzer. Ultra-violet promoted persulfate oxidation technique followed by infrared detection. External sparging is used to remove inorganic carbon. |  |  | 11/8/2018 10:35:34 AM
744795 | UVA_RAT_MET_IC2 | Ion Ratio by IC2 and Metrohm Titration | 11NPSWRD_WQX | See IONS_IC IONRATIO=(Cl+NO3+SO4+ANC)/(Ca+Mg+Na+K+NH4) For values of *Non-detect: substitute 0.5 × MDL For values of *Present <QL: substitute 0.5 × (MDL + LQL) |  |  | 11/8/2018 10:35:34 AM
744796 | UVA_SAA_MET_IC2 | SAA by IC2 and Metrohm Titration | 11NPSWRD_WQX | See IONS_IC Sum of Anions: SAA=Cl+NO3+SO4+ANC For values of *Non-detect: substitute 0.5 × MDL For values of *Present <QL: substitute 0.5 × (MDL + LQL) |  |  | 11/8/2018 10:35:34 AM
744797 | UVA_SBC_IC2 | Sum of Base Cations by IC2 | 11NPSWRD_WQX | See IONS_AA Sum of Cations: SBC=Ca+Mg+Na+K+NH4 For values of *Non-detect: substitute 0.5 × MDL For values of *Present <QL: substitute 0.5 × (MDL + LQL) |  |  | 11/8/2018 10:35:34 AM
744798 | UVA_SILICA_TCON | Colorimetric Procedure for Silica Using the Technicon Autoanalyzer II | 11NPSWRD_WQX | Colorimetric detection by molybdate blue technique with the Technicon Autoanalyzer II. |  |  | 11/8/2018 10:35:34 AM
763222 | UVA_STREAMDEPTH | Measure Stream Depth | 11NPSWRD_WQX | Measure stream depth at mid-point using a measuring tape |  |  | 11/12/2018 6:10:59 PM
744789 | UVA_STREAMTEMP | Measure Stream Temperature with Thermometer | 11NPSWRD_WQX | Place thermometer underwater and allow to equilibrate. Read temperature to nearest 0.5 degrees C while thermometer is below the surface of the water. |  |  | 4/24/2018 9:29:19 AM
763223 | UVA_STREAMWIDTH | Measure Stream Width | 11NPSWRD_WQX | Measure the stream width at the sampling point using a measuring tape |  |  | 11/12/2018 6:11:00 PM
262747 | UW-MAD-HG | Mercury by CV-AFS | MNPCA |  |  |  | 6/25/2013 3:44:15 AM
19785 | UW-OSHKOSH | UW-Oshkosh | 21WIBCH |  |  |  | 10/8/2008 3:52:23 PM
561831 | V-CLP-LOW | Volatiles-CLP-Low Concentration | R10MIDNITE |  |  |  | 4/1/2015 6:28:55 PM
2870 | VA-001-1 | VOCs in Air by GC of Sorbent Tubes | USEPA |  |  |  | 8/12/2006 11:50:00 PM
2871 | VA-002-1 | Halogenated VOCs in Air by GC/ELCD | USEPA |  |  |  | 8/12/2006 11:50:00 PM
2872 | VA-003-1 | VOCs in Air by Portable GC/PID | USEPA |  |  |  | 8/12/2006 11:50:00 PM
2873 | VA-004-1 | Halogenated VOCs in Air by Direct GC/EC | USEPA |  |  |  | 8/12/2006 11:50:00 PM
2874 | VA-005-1 | VOCs in Air by Purge and Trap GC | USEPA |  |  |  | 8/12/2006 11:50:00 PM
2875 | VA-006-1 | VOCs in Ambient Air by Portable GC/PID | USEPA |  |  |  | 8/12/2006 11:50:00 PM
2876 | VA-007-1 | VOCs in Ambient Air by Direct GC/PID | USEPA |  |  |  | 8/12/2006 11:50:00 PM
2877 | VA-008-1 | VOCs in Air by Automated Portable GC | USEPA |  |  |  | 8/12/2006 11:50:00 PM
62835 | Valderrama (1981) | Valderrama (1981) | JSKTRIBE_WQX |  |  |  | 2/21/2018 5:49:52 PM
291042 | VATC | Vertical Light Attenuation Coefficient | FWC_WQMP_WQX | The vertical light attenuation coefficient (Kd, m-1) was calculated at 0.5 m intervals from PAR (photosynthetically active radiation) and depth using the standard exponential equation and averaged over the station depth. This was necessary due to periodic occurrence of optically distinct layers within the water column. During these events, Kd was reported for the upper layer. To determine the extent of stratification we calculated the difference between surface and bottom density as delta sigma- |  |  | 4/8/2016 11:42:49 AM
2878 | VG-001-1 | VOCs in Soil Gas by Adsorbent Tube | USEPA |  |  |  | 8/12/2006 11:50:00 PM
2879 | VG-002-1 | Halogenated VOCs in Soil Gas by GC/ELCD | USEPA |  |  |  | 8/12/2006 11:50:00 PM
2880 | VG-003-1 | Halogenated VOCs in Soil Gas by GC/EC | USEPA |  |  |  | 8/12/2006 11:50:00 PM
2881 | VG-004-1 | Halogenated VOCs in Soil Gas by GC/ECD | USEPA |  |  |  | 8/12/2006 11:50:00 PM
2882 | VG-005-1 | Halogenated VOCs in Soil Gas by GC/PID | USEPA |  |  |  | 8/12/2006 11:50:00 PM
2883 | VG-006-1 | VOCs in Soil Gas by Purge and Trap GC | USEPA |  |  |  | 8/12/2006 11:50:00 PM
2884 | VG-007-1 | VOCs in Air by Thermal Desorption GC | USEPA |  |  |  | 8/12/2006 11:50:00 PM
2885 | VG-008-1 | VOCs in Soil Gas by GC of Sorbent Tubes | USEPA |  |  |  | 8/12/2006 11:50:00 PM
2886 | VG-009-1 | VOCs in Soil Gas by Direct GC/PID | USEPA |  |  |  | 8/12/2006 11:50:00 PM
2887 | VG-010-1(ECD) | VOCs in Soil Gas by Portable GC | USEPA |  |  |  | 8/12/2006 11:50:00 PM
2888 | VG-010-1(PID) | VOCs in Soil Gas by Portable GC | USEPA |  |  |  | 8/12/2006 11:50:00 PM
2889 | VG-011-1 | VOCs in Gas by Purge and Trap GC/ELCD/PID | USEPA |  |  |  | 8/12/2006 11:50:00 PM
744821 | VI | Chloride | 31ISC2RS_WQX | SM4500-CL-B-91,-11 |  |  | 4/30/2018 10:17:22 AM
558898 | VOA | Volatile Organics Analysis | R10BOOMSNUB | Boomsnub site historical analytical method for Volatile Organics Analysis |  |  | 12/5/2014 2:15:25 PM
530308 | VOC | VOC analysis by unspecified method | MNPCA_AGW |  |  |  | 2/1/2019 11:59:28 AM
505837 | VOYA_GLKN_BCHMK | Water Level | 11NPSWRD_WQX | A stadia rod, eye level, and established shoreline benchmark are used to measure water level. See associated citation for details. Elias, J.E. and R. Wise; 2007; Standard operating procedure #4: Measuring water levels. in Elias, J.E., R. Axler, and E. Ruzycki. 2007. Water quality monitoring protocol for inland lakes, Version 1.0.; National Park Service, Great Lakes Network; 8 pp. |  |  | 4/27/2016 5:05:38 PM
505840 | VOYA_GLKN_METHYL_HG | Methyl Mercury in Water by GC-CVAFD | 11NPSWRD_WQX | De Wild, J.F., M.L. Olson, and S.D. Olund; 2002; Determination of Methyl Mercury by Aqueous Phase Ethylation, Followed by Gas Chromatographic Separation with Cold Vapor Atomic Fluorescence Detection; U.S. Geological Survey; 14 pp. |  |  | 4/27/2016 5:05:44 PM
529868 | VOYA_GLKN_MM775 | Multiprobe Field Analysis with Eureka Manta MM775 | 11NPSWRD_WQX | Axler, R., E. Ruzycki, and J.E. Elias; 2010; Standard operating procedure #6: Field measurements and water sample collection, Version 1.1. in Elias, J.E., R. Axler, and E. Ruzycki. 2008. Water quality monitoring protocol for inland lakes, Version 1.0.; National Park Service, Great Lakes Network; 29 pp. |  |  | 4/27/2016 5:06:12 PM
505834 | VOYA_GLKN_MT132 | Multiprobe Field Analysis with Eureka Manta M09050132 | 11NPSWRD_WQX | Datalogger, Eureka Amphibian; DataSonde(multiprobe), Eureka Manta, Model #M09050132 Axler, R., E. Ruzycki, and J.E. Elias; 2007; Standard operating procedure #6: Field measurements and water sample collection. in Elias, J.E., R. Axler, and E. Ruzycki. 2007. Water quality monitoring protocol for inland lakes, Version 1.0.; National Park Service, Great Lakes Network; 38 pp. |  |  | 4/27/2016 5:05:38 PM
505838 | VOYA_GLKN_MT318 | Multiprobe Field Analysis with Eureka Manta M080600318 | 11NPSWRD_WQX | Datalogger, Eureka Amphibian; DataSonde(multiprobe), Eureka Manta, Model #M080600318 Axler, R., E. Ruzycki, and J.E. Elias; 2007; Standard operating procedure #6: Field measurements and water sample collection. in Elias, J.E., R. Axler, and E. Ruzycki. 2007. Water quality monitoring protocol for inland lakes, Version 1.0.; National Park Service, Great Lakes Network; 38 pp. |  |  | 4/27/2016 5:05:40 PM
505836 | VOYA_GLKN_SECHI | Secchi Disk | 11NPSWRD_WQX | Axler, R., E. Ruzycki, and J.E. Elias; 2007; Standard operating procedure #6: Field measurements and water sample collection. in Elias, J.E., R. Axler, and E. Ruzycki. 2007. Water quality monitoring protocol for inland lakes, Version 1.0.; National Park Service, Great Lakes Network; 38 pp. |  |  | 4/27/2016 5:05:38 PM
505835 | VOYA_GLKN_THERM | Thermometer | 11NPSWRD_WQX | Axler, R., E. Ruzycki, and J.E. Elias; 2007; Standard operating procedure #6: Field measurements and water sample collection. in Elias, J.E., R. Axler, and E. Ruzycki. 2007. Water quality monitoring protocol for inland lakes, Version 1.0.; National Park Service, Great Lakes Network; 38 pp. |  |  | 4/27/2016 5:05:38 PM
505839 | VOYA_GLKN_TP/TN | Alkaline Persulfate Digestion for Total N and P in Water | 11NPSWRD_WQX | Patton, C.J. and J.R. Kryskalla; 2003; Methods of analysis by the U.S. Geological Survey National Water Quality Laboratory--Evaluation of alkaline persulfate digestion as an alternative to Kjeldahl digestion for determination of total and dissolved nitrogen and phosphorus in water: U.S. Geological Survey Water-Resources Investigations Report 03-4174; U.S. Geological Survey; 33 pp. |  |  | 4/27/2016 5:05:41 PM
529867 | VOYA_GLKN_TTUBE | Transparency Tube | 11NPSWRD_WQX | 120+cm clear tube with mini secchi disk and valve at bottom Axler, R., E. Ruzycki, and J.E. Elias; 2007; Standard operating procedure #6: Field measurements and water sample collection. in Elias, J.E., R. Axler, and E. Ruzycki. 2007. Water quality monitoring protocol for inland lakes, Version 1.0.; National Park Service, Great Lakes Network; 38 pp. |  |  | 4/27/2016 5:06:27 PM
505841 | VOYA_GLKN_YSI650MDS | Multiprobe Field Analysis with YSI Model 650 MDS | 11NPSWRD_WQX | YSI Multi Probe Handheld Instrument, Model 650 MDS Axler, R., E. Ruzycki, and J.E. Elias; 2010; Standard operating procedure #6: Field measurements and water sample collection, Version 1.1. in Elias, J.E., R. Axler, and E. Ruzycki. 2008. Water quality monitoring protocol for inland lakes, Version 1.0.; National Park Service, Great Lakes Network; 29 pp. |  |  | 4/27/2016 5:08:58 PM
551304 | VPD1999 | Environmental Assessment of Poplar Island Dredged Material Placement Site, Talbot County, Maryland | MDEDAT01_WQX | Cleaning and extraction method for metals in sediment and tissue. Citation: Environmental Assessment of Poplar Island Dredged Material Placement Site, Talbot County, Maryland |  |  | 9/6/2017 9:54:53 AM
2890 | VS-001-1 | VOCs in Soil by Purge and Trap GC | USEPA |  |  |  | 8/12/2006 11:50:00 PM
2891 | VS-002-1 | VOCs in Soil by Automated Headspace GC | USEPA |  |  |  | 8/12/2006 11:50:00 PM
2892 | VS-003-1 | VOCs in Soil by GC/ECD of Extract | USEPA |  |  |  | 8/12/2006 11:50:00 PM
2893 | VS-004-1 | VOCs in Soil by GC/FID of CS2 Extracts | USEPA |  |  |  | 8/12/2006 11:50:00 PM
2894 | VS-005-1 | VOCs in Soil by Headspace GC/PID | USEPA |  |  |  | 8/12/2006 11:50:00 PM
2895 | VS-006-1 | VOCs in Water/Soil by Purge and Trap GC | USEPA |  |  |  | 8/12/2006 11:50:00 PM
560814 | VSMOW-MONT-PPL | Vienna Standard Mean Ocean Water Isotope Analysis | MONT_PPL_WQX |  |  |  | 1/6/2015 5:33:47 PM
564449 | VT-OB | Fluorometric Detection of Optical Brighteners as an Indicator of Human Sources of Water Pollution. Part I. Description a | 21VASWCB |  |  |  | 4/11/2016 11:20:12 AM
20093 | VTDEC-101 | Total Nitrogen in Water - Persulfate Digestion (Ebina, 1983) | 1VTDECWQ |  |  |  | 1/11/2010 8:17:40 AM
20097 | VTDEC-105 | Gran Alkalinity (Pfeiffer and Festa, 1980) | 1VTDECWQ |  |  |  | 4/17/2018 3:30:28 PM
20160 | VTDEC-107 | Total Nitrogen in Water - Persulfate Digestion (Ameel et al, 1993) | 1VTDECWQ |  |  |  | 1/12/2010 8:09:08 AM
20098 | VTDEC-108 | Color by Spectrophotometry | 1VTDECWQ |  |  |  | 6/4/2009 11:52:44 AM
20158 | VTDEC-109 | Dissolved organic carbon | 1VTDECWQ |  |  |  | 6/4/2009 11:52:45 AM
20122 | VTDEC-110 | pH using APHA 4500-H+B after air equilibration (EPA-600/4-87-026) | 1VTDECWQ |  |  |  | 4/17/2018 3:30:28 PM
20099 | VTDEC-111 | pH measured at vehcile using USEPA 150.1 | 1VTDECWQ | 150.1 |  |  | 6/4/2009 11:52:44 AM
2896 | VW-001-1 | VOCs in Water by Purge and Trap GC | USEPA |  |  |  | 8/12/2006 11:50:00 PM
2897 | VW-002-1 | VOCs in Water by Automated Headspace GC | USEPA |  |  |  | 8/12/2006 11:50:00 PM
2898 | VW-003-1 | VOCs in Water by Automated Headspace GC | USEPA |  |  |  | 8/12/2006 11:50:00 PM
2899 | VW-004-1 | VOCs in Water by Manual Headspace GC | USEPA |  |  |  | 8/12/2006 11:50:00 PM
2900 | VW-005-1 | VOCs in Water by GC/ECD of Extracts | USEPA |  |  |  | 8/12/2006 11:50:00 PM
2901 | VW-006-1 | VOCs in Water by GC/FID of CS2 Extracts | USEPA |  |  |  | 8/12/2006 11:50:00 PM
2902 | VW-007-1 | VOCs in Water by Headspace GC/PID | USEPA |  |  |  | 8/12/2006 11:50:00 PM
2903 | VW-008-1 | VOCs in Water by Purge and Trap GC | USEPA |  |  |  | 8/12/2006 11:50:00 PM
2904 | VW-010-1(S) | VOCs in Water/Soil by Headspace GC/PID | USEPA | in Water/Sediment |  |  | 8/12/2006 11:50:00 PM
2905 | VW-010-1(W) | VOCs in Water/Soil by Headspace GC/PID | USEPA | in Water |  |  | 8/12/2006 11:50:00 PM
2906 | VW-011-1 | VOCs in Water/Soil by Purge and Trap GC | USEPA |  |  |  | 8/12/2006 11:50:00 PM
2907 | VW-012-1 | VOCs in Water/Soil by Purge and Trap GC | USEPA |  |  |  | 8/12/2006 11:50:00 PM
2908 | VW-013-1 | VOCs in Water/Soil by Headspace GC/FID | USEPA |  |  |  | 8/12/2006 11:50:00 PM
2909 | VW-014-1 | VOCs in Water by Purge and Trap GC | USEPA |  |  |  | 8/12/2006 11:50:00 PM
732153 | W-ACT | Weight actual | EPA_GLNPO |  |  |  | 6/30/2017 2:37:42 PM
763057 | WABA_FISHID | Oklahoma Biological Survey Field Fish Identification | 11NPSWRD_WQX | All captured fish were identified, counted, and released. Richard Broughton, Biologist with the Oklahoma Biological Survey identified the fish specimens. No collection of specimens was made. The relative numbers caught indicate the relative numbers in the habitat. |  |  | 10/17/2018 8:53:42 AM
763056 | WABA_FLIES | Mayfly, Stonefly, and Caddisfly Identification | 11NPSWRD_WQX | Dr. Boris Kondratieff (Colorado State University) identified the mayflies and stoneflies; Dave Ruiter (Centennial, CO) identified the caddisflies. |  |  | 10/17/2018 8:53:41 AM
763055 | WABA_MACROINV | Oklahoma Biological Survey Macroinvertebrate Identification | 11NPSWRD_WQX | In the laboratory, invertebrates were sorted from the sediment and organic material in the samples and identified to the lowest feasible taxon (often genus). |  |  | 10/17/2018 8:53:39 AM
763050 | WABA_SUSSED | Suspended Sediment determined by Filtering, Ashing, and Weighing | 11NPSWRD_WQX | Suspended sediment samples were filtered onto pre-weighed glass fiber filters, which were then ashed (at 500 °C for 1 hour) and reweighed to determine the ash (= suspended sediment) content. |  |  | 10/17/2018 8:53:39 AM
565197 | Walkey-Black | Walkey-Black | INSTOR_WQX |  |  |  | 5/27/2016 10:54:03 AM
740968 | WALKLEY BLACK | WALKLEY BLACK | AZDEQ_SW |  |  |  | 2/15/2019 10:42:56 AM
261989 | WALKLEY BLACK | WALKLEY BLACK METHOD | 21ARIZ_WQX |  |  |  | 5/12/2016 3:17:35 AM
742939 | Walkley Black | Walkley Black | PUEBLOOFTESUQUE | The Walkley-Black method, uses chromic acid to measure the oxidizable organic carbon in a soil. |  |  | 1/4/2019 10:39:38 PM
4972 | WARP | Watershed Regressions for Pesticides (WARP) | USDOI/USGS | Watershed Regressions for Pesticides (WARP) ~ USGS NAWQA ; US Geological Survey |  | https://www.nemi.gov/methods/sams_method_summary/11962/ | 7/31/2013 12:00:00 AM
566351 | Water Works pH strip | Water Works pH strips | INSTOR_WQX |  |  |  | 2/21/2018 1:16:02 PM
565465 | WaterWorks Test Stri | WaterWorks Test Strips #480009 | INSTOR_WQX |  |  |  | 5/2/2018 11:46:25 AM
586877 | WBLACK | WBLACK | DWH_SCRIBE1082 |  |  |  | 9/10/2011 5:23:34 PM
762648 | WCC B-1.10 | Determination Of Dry Matter Content Of Botanical Materials. Gravimetric Moisture. | YAKIMAVLYDAIRIES_WQX | Determination Of Dry Matter Content Of Botanical Materials. Gravimetric Moisture. |  |  | 7/16/2018 6:12:04 PM
762636 | WCC B-1.10 | Determination Of Dry Matter Content Of Botanical Materials. Gravimetric Moisture. | ANCHORQEA | Determination Of Dry Matter Content Of Botanical Materials. Gravimetric Moisture. |  |  | 7/13/2018 5:51:52 PM
741211 | WCC B-1.10 | WCC B-1.10 | HALEYALDRICH | Determination of Dry Matter Content of Botanical Materials. Gravimetric Moisture. |  |  | 8/30/2017 4:13:33 PM
762635 | WCC B-2.20 | Total Nitrogen In Botanical Materials. Automated Combustion Method. | ANCHORQEA | Total Nitrogen In Botanical Materials. Automated Combustion Method. |  |  | 7/13/2018 5:51:52 PM
762649 | WCC B-2.20 | Total Nitrogen In Botanical Materials. Automated Combustion Method. | YAKIMAVLYDAIRIES_WQX | Total Nitrogen In Botanical Materials. Automated Combustion Method. |  |  | 7/16/2018 6:12:04 PM
741213 | WCC B-2.20 | WCC B-2.20 | HALEYALDRICH | Total Nitrogen in Botanical Materials. Automated Combustion Method. |  |  | 8/30/2017 4:14:04 PM
762650 | WCC B-4.20 | P,S,K,Ca,Mg,Na,Al,Zn,Mn,Fe,Cu, And Mo In Botanical Materials. Nitric/Perchloric Acid Digest, Wet Ashing Open Vessel | YAKIMAVLYDAIRIES_WQX | P, S, K, Ca, Mg, Na, Al, Zn, Mn, Fe, Cu, And Mo In Botanical Materials. Nitric/Perchloric Acid Digest, Wet Ashing Open Vessel. |  |  | 7/16/2018 6:12:04 PM
741212 | WCC B-4.20 | WCC B-4.20 | HALEYALDRICH | P, S, K, Ca, Mg, Na, Al, Zn, Mn, Fe, Cu, And Mo In Botanical Materials. Nitric/Perchloric Acid Digest, Wet Ashing Open Vessel. |  |  | 8/30/2017 4:14:04 PM
734467 | WCC P-1.10 | WCC P-1.10 | HALEYALDRICH | Western Coordinating Committee total solids |  |  | 3/1/2017 2:52:30 PM
734464 | WCC P-4.20 | WCC P-4.20 | HALEYALDRICH | Western Coordinating Committee metals |  |  | 3/1/2017 1:51:35 PM
734234 | WCC S-2.20 | WCC S-2.20 | HALEYALDRICH | Western Coordinating Committee conductivity, pH |  |  | 2/28/2017 4:51:42 PM
762633 | WCC S-2.20 | Soil pH (1:1). Soil: DI Water Ratio Method. | ANCHORQEA | Soil pH (1:1). Soil: DI Water Ratio Method. |  |  | 7/13/2018 5:51:52 PM
762651 | WCC S-2.20 | Soil pH (1:1). Soil: DI Water Ratio Method. | YAKIMAVLYDAIRIES_WQX | Soil pH (1:1). Soil: DI Water Ratio Method. |  |  | 7/16/2018 6:12:04 PM
762652 | WCC S-2.30 | Soil EC 1:1. Soil:DI Water Ratio 1:1 Method. | YAKIMAVLYDAIRIES_WQX | Soil EC 1:1. Soil:DI Water Ratio 1:1 Method. |  |  | 7/16/2018 6:12:04 PM
741214 | WCC S-2.30 | WCC S-2.30 | HALEYALDRICH | Soil EC 1:1. Soil:DI Water Ratio 1:1 Method. |  |  | 8/30/2017 4:14:21 PM
734233 | WCC S-3.10 | WCC S-3.10 | HALEYALDRICH | Western Coordinating Committee nitrate |  |  | 2/28/2017 4:51:42 PM
762653 | WCC S-3.10 | Soil Nitrate Nitrogen. Kcl Extraction / Cd-Reduction Method. | YAKIMAVLYDAIRIES_WQX | Soil Nitrate Nitrogen. Kcl Extraction / Cd-Reduction Method. |  |  | 7/16/2018 6:12:04 PM
762654 | WCC S-3.50 | Soil Ammonium Nitrogen. Kcl Extraction / Exchangeable Ammonium. | YAKIMAVLYDAIRIES_WQX | Soil Ammonium Nitrogen. Kcl Extraction / Exchangeable Ammonium. |  |  | 7/16/2018 6:12:04 PM
734232 | WCC S-3.50 | WCC S-3.50 | HALEYALDRICH | Western Coordinating Committee ammonium |  |  | 2/28/2017 4:51:42 PM
734231 | WCC S-4.10 | WCC S-4.10 | HALEYALDRICH | Western Coordinating Committee phosphorus |  |  | 2/28/2017 4:51:42 PM
762655 | WCC S-4.10 | Estimation Of Available Soil Phosphorus. Sodium Bicarbonate (Olsen Et Al.) Method. | YAKIMAVLYDAIRIES_WQX | Estimation Of Available Soil Phosphorus. Sodium Bicarbonate (Olsen Et Al.) Method. |  |  | 7/16/2018 6:12:04 PM
762656 | WCC S-5.10 | Extractable Potassium, Calcium, Magnesium, And Sodium. Ammonium Acetate Method. | YAKIMAVLYDAIRIES_WQX | Extractable Potassium, Calcium, Magnesium, And Sodium. Ammonium Acetate Method. |  |  | 7/16/2018 6:12:04 PM
734230 | WCC S-5.10 | WCC S-5.10 | HALEYALDRICH | Western Coordinating Committee potassium |  |  | 2/28/2017 4:51:42 PM
734462 | WCC S-6.11 | WCC S-6.11 | HALEYALDRICH | Western Coordinating Committee metals |  |  | 3/1/2017 11:33:02 AM
734229 | WCC S-9.10 | WCC S-9.10 | HALEYALDRICH | Western Coordinating Committee organic |  |  | 2/28/2017 4:51:41 PM
762657 | WCC S-9.10 | Soil Organic Matter. Walkley-Black Titration Method. | YAKIMAVLYDAIRIES_WQX | Soil Organic Matter. Walkley-Black Titration Method. |  |  | 7/16/2018 6:12:04 PM
734227 | WDV Roughness Coef | WDV Roughness Coef | INSTOR_WQX |  |  |  | 2/27/2017 3:46:04 PM
764385 | WEATHER-001 | Field Weather Observations | 21FLVEMD_WQX |  |  |  | 12/5/2018 4:30:26 PM
257419 | WEATHER-001 | WEATHER-001 | UTAHDWQ_WQX |  |  |  | 3/10/2016 5:43:33 PM
257368 | WEATHER-F01 | Weather Conditions | MDE_FIELDSERVICES_WQX |  |  |  | 1/14/2015 9:52:51 AM
257352 | WEATHER-F01 | Weather Conditions | MDEDAT06_WQX |  |  |  | 12/8/2011 9:44:54 AM
257358 | WEATHER-F01 | Weather Conditions | MDEDAT08_WQX |  |  |  | 9/1/2017 2:12:31 PM
559596 | Weight | Total Sample Weight | DRBC |  |  |  | 12/12/2014 1:44:12 PM
743083 | Weight | Measure Weight | NJDEP_DSREH |  |  |  | 1/2/2019 3:09:55 PM
507223 | WEIGHTED TAPE MEAS. | WEIGHTED TAPE MEASURE | 11113300 | USE A WEIGHTED TAPE MEASURE TO MEASURE DEPTH. |  |  | 1/7/2019 11:41:15 AM
558903 | WET | Boomsnub Field Testing Methods | R10BOOMSNUB | Boomsnub site historical field testing methods |  |  | 12/5/2014 2:14:58 PM
262089 | Wet Chem | Wet Chemistry | EPAREG6_WQX | Biology Wet Chemistry |  |  | 12/28/2011 4:25:56 PM
764544 | WetStar Fluorometer | WetStar Fluorometer | OREGONDEQ | In Situ fluorometry measurement done using a WetLabs WetStar Fluorometer |  |  | 1/14/2019 12:30:11 PM
548370 | WHITLEDGE 1981 | WHITLEDGE 1981 | KINGCOUNTY | Silica analysis. |  |  | 5/15/2014 1:28:29 PM
740855 | WHT03 | WHT03 | AZDEQ_SW |  |  |  | 11/10/2017 2:37:44 PM
730269 | WHT03 | WHT03 | NTHRNUTE | This is a analytical method from EPA USGS-WRD |  |  | 4/17/2018 5:06:55 PM
301134 | WHT03 | WHT03 | SPIRITLK | WHT03 - is the method from the analyte ID per USGS. It is related to P90095 |  |  | 2/23/2018 7:33:56 PM
5228 | WI DNR BMI KICK | Guidelines for Collecting Macroinvertebrate Samples from Wadable Streams in Wisconsin | WDNR FISH HABITAT | WI DNR BMI Kick ~ WDNR Fish Habitat ; Guidelines for Collecting Macroinvertebrate Samples from Wadable Streams in Wisconsin |  | https://www.nemi.gov/methods/method_summary/9504/ | 7/31/2013 12:00:00 AM
530448 | WI DNR DRO | Diesel Range Organics in Water by GC/FID | MNPCA |  |  |  | 6/6/2016 12:52:04 PM
566132 | WI DNR GRO | Gasoline Range Organics in Water by GC/FID | MNPCA |  |  |  | 6/6/2016 12:52:04 PM
763778 | WICR_BORCHE_SSH | Stream Stage Height by Borchelt 2007 | 11NPSWRD_WQX | Borchelt used metered stadia rods to measure water depth at each sampling site. On the first sampling run in March, 2005 an in-stream location with a stationary bottom was established from which to measure water depth. At many sites, the footers of bridges presented a stationary location from which stage was measured. Chosen stage recording locations were noted and stream depth was taken from the same location for each sampling run. Using USGS real-time data (website at www.usgs.org) the antecedent major stream flow events before each sampling date were examined for each site in order to examine the possible lingering effects of recent high flow events. |  |  | 11/13/2018 7:15:56 PM
763779 | WICR_BORCHE_TN1 | Total Nitrogen by 2006 Missouri State University Chemistry Department Standard Operating Procedure TN-1 | 11NPSWRD_WQX | Total nitrogen was measured as outlined by 2006 Missouri State University Chemistry Department Standard Operating Procedure TN-1 entitiled, 'Standard Operating Procedures for Total Nitrogen, Version 1,' and included in Appendix C of Borchelt 2007, based on methods described in Crumpton, Isenhart, and Mitchell's 1991 paper entitled 'Nitrate and Organic N Analyses with Second Derivative Spectroscopy,' and Patton and Kryskalla's 2003 paper, USGS Water Resources Investigations, No. 03-4174. |  |  | 11/13/2018 7:15:56 PM
763780 | WICR_BORCHE_TP1 | Total Phosphorus by 2006 Missouri State University Chemistry Department Standard Operating Procedure TP-1 | 11NPSWRD_WQX | Total phosphorus was measured as outlined by 2006 Missouri State University Chemistry Department Standard Operating Procedure TP-1 entitiled, 'Standard Operating Procedures for Total Phosphorus, Version 1,' and included in Appendix C of Borchelt 2007, based on methods described in Patton and Kryskalla's 2003 paper, USGS Water Resources Investigations, No. 03-4174. |  |  | 11/13/2018 7:15:56 PM
742600 | WICR_COND_NES12 | Nester Instruments Model 12 Micro-MHO PEN | 11NPSWRD_WQX | Conductivity was measured using a Nester Instruments Model 12 Micro-MHO PEN. Trudy A. Steidl-Pulley; Spring 1992; Toxicity Identification Evaluation of Wilson's Creek, Wilson's Creek National Battlefield Park; Colorado State University; 137p. |  |  | 10/16/2017 5:54:12 PM
742603 | WICR_HACH_CHEM_NH3 | Chemettes and Hach Company Ammonia Meter | 11NPSWRD_WQX | Ammonia was measured using Chemettes and a Hach Company ammonia meter with an ammonia ion selective electrode. Trudy A. Steidl-Pulley; Spring 1992; Toxicity Identification Evaluation of Wilson's Creek, Wilson's Creek National Battlefield Park; Colorado State University; 137p. |  |  | 10/16/2017 5:54:12 PM
742599 | WICR_HACH_TITR | Hach Lab Titration Methods for Alkalinity and Hardness | 11NPSWRD_WQX | Water hardness and alkalinity were measured using Hach Company titration methods that refer back to the 1986 Water Analysis Handbook, p. 9-12 and 121-125 Trudy A. Steidl-Pulley; Spring 1992; Toxicity Identification Evaluation of Wilson's Creek, Wilson's Creek National Battlefield Park; Colorado State University; 137p. |  |  | 10/16/2017 5:54:12 PM
763058 | WICR_KORSCH_TAX | Benthic Macroinvertebrate Identification by Korsch Using Multiple Taxonomic Keys | 11NPSWRD_WQX | Benthic macroinvertebrate samples were sorted and identified by Korsch to both family and genus levels using several different keys (Merritt, R.W., and K.W. Cummins, eds. 1984. An Introduction to the Aquatic Insects of North America. Kendall/Hunt Publishing Co., Dubuque, IA. 2nd edition; McCafferty, W.P. 1983. Aquatic Entomology. Jones and Bartlett Publishers, Inc., Portola Valley, CA; Kansas Biological Survey. 1985. Guide to the freshwater invertebrates of the Midwest. University of Kansas, Technical Publication number 11. 2nd edition; Pennak, R.W. 1978. Freshwater invertebrates of the United States. John Wiley and Sons, New York, NY. 2nd edition). Exceptions were gastropods, turbellarians, and most dipterans (identified to family only); bivalves (identified only to order); and oligochaetes (identified to class). The dipteran family Chironomidae was identified either to subfamily or tribe. In order to identify the chironomids to sub-family or tribe they were mounted on glass slides using CMCP-l0 clearing medium, by the methods described in Poulton (Procedure for mounting larval midges (Diptera: Chironomidae). Unpublished manuscript. National Biological Service, Midwest Science Center, Columbia, MO), and identified at 40-l00x, using the key in Merritt and Cummins (1984). |  |  | 10/17/2018 8:54:36 AM
763766 | WICR_MDNR_FLOW | Flow Measurements by Missouri Department of Natural Resources | 11NPSWRD_WQX | Flow was measured according to Missouri Department of Natural Resources Standard Operation Procedures (SOP) # MDNR-WQMS-113 as outlined by Niemeyer and Wakefield 2003. |  |  | 11/13/2018 6:59:01 PM
763767 | WICR_MGSWR_MFLA | Mobile Field Lab Analyses by Missouri Geological Survey and Water Resources | 11NPSWRD_WQX | In 1964-1965 with the aid of a mobile laboratory, the parameters which normally degrade rapidly were analyzed immediately after collection by the Missouri Geological Survey and Water Resources. These parameters were: temperature, pH, dissolved oxygen, nitrite-nitrogen, specific conductance, total hardness, calcium hardness, total coliform, fecal coliform, fecal streptococcus, and turbidity. The methods of analyses employed were basically those recommended in Standard Methods by APHA (1960). The methods were modified where it was necessary to take care of interfering substances. In all cases approved methods were used. |  |  | 11/13/2018 6:59:08 PM
763791 | WICR_MLLR_AS | Arsenic by Miller 2006 | 11NPSWRD_WQX | Miller listed arsenic as one of the metals determined by the ICP-AES procedure but included the sentences, 'The ICP-AES will report concentrations below the element detection limit, but those values have too much variance to be accepted as valid concentrations. Several sample runs were tested for Arsenic using Hydride Generation Atomic Absorption Spectroscopy method which has a much lower detection limit (approximately 0.005 mg/L).' Since all of the values in this data set were below the ICP-AES detection limit of 0.32 mg/l for arsenic, Hydride Generation Atomic Absorption Spectroscopy was probably the method used. Arsenic was determined as outlined by Mary Krause's 2005 Master's Thesis entitled, 'Jordan Creek Baseline Water Quality Project: Development of Analytical Methods,' from Southwest Missouri State University using hydride generation atomic absorption spectroscopy. |  |  | 11/13/2018 7:16:19 PM
763789 | WICR_MLLR_FLW06 | Flow by Miller 2006 | 11NPSWRD_WQX | For his thesis, Miller used several different methods to determine flow. Discharge was generally gaged with a Global Water FP 201 velocity meter set in velocity-averaging mode. Sample sites are located at bridge crossings of Jordan, Fassnight or Wilson Creeks and during event flows, the velocity was measured from the bridges, while at baseflow, velocity was measured from within the stream. Velocities from the Global Water meter were reported in ft/sec to the nearest 0.01 ft/sec. After setting the readout to zero, the meter was moved from bank to bank at a steady rate at approximately 0.6 of water depth and the resulting average velocity value recorded in the field book. Measurements were repeated three or four times and each value recorded for later averaging. Measurements were converted to m/sec. During baseflow periods, the stream velocity at the sample site was often too low (due to wide cross-section) to measure and thus an alternate site was used. The alternate sites were selected using the following criteria: proximity to actual sample site, converging flow, and lack of obstacles protruding through the water. Each time a velocity measurement was taken from an alternate site, width and average depth were measured for that location in addition to the normal staff gage readings from the sample site. In that way that low flow discharges could be calculated and correlated with the site staff gage readings. Alternate sites were not surveyed as described above for staff-gaged sites. Some low flows were insufficient to measure with the Global Water meter, usually because the propeller could not be completely immersed. In these cases estimates were made using a timed float test along a measured length (usually 1-2 m) of straight channel length. The float method is modified from the 1982 USGS method for high flows, which is assumed to be accurate to within 10% of actual average velocity. For this study, a straight reach was marked and measured (usually 1-2 meters) and the passage time for three or four floats, usually consisting of native objects were recorded along with the average depth and width of the channel (meters) at that point. Care was taken to assure that the float was timed while in the thalweg or zone of fastest flow. The times were later averaged and divided as a ratio (if necessary) into float distance to produce velocity in meters per second and this result was then multiplied by a factor of 0.8 to account for reduced flow velocities at the channel perimeter and produce average velocity. That final value was multiplied by the measured cross-sectional area to produce the discharge at time of sample. |  |  | 11/13/2018 7:16:19 PM
763797 | WICR_MLLR_FLW07 | Flow by Miller et al. 2007 | 11NPSWRD_WQX | In 2007 Miller, Biagioni, and Pavlowsky estimated discharge (flow) at all sites except site WC1, by using survey and flow velocity measurements to produce a discharge rating curve. Each site cross section was surveyed and a staff gage installed. Water levels on the staff gages were recorded at each time a sample and discharge measurement was taken. At some sites (JC1, SB2, FC1) the staff gages were normally dry during low flows. For these sites, low flow gauging was measured at a prescribed location marking the deepest part of the channel and the stage and sample location was recorded at the sampling time. Care was taken to include the elevation of these alternate low flow gage sites in cross-sectional surveys. Velocity discharge was gauged with a Global Water FP 201 velocity meter set in velocity-averaging mode. Sample sites are located at bridge crossings of Jordan, Fassnight or Wilson Creeks and during event flows, the velocity was measured from the bridges, while at base flow, velocity was measured from within the stream. Some low flows were insufficient to measure with the Global Water meter, usually because the propeller could not be completely immersed. In these cases estimates were made using a timed float test along a measured length (usually 1-2 m) of straight channel length. The float method is modified from the USGS method for high flows, which is assumed to be accurate to within 10% of actual average velocity. |  |  | 11/13/2018 7:16:22 PM
763792 | WICR_MLLR_HEM | Hexane-Extractable Materials (Oil and Grease) by Miller et al. 2007 | 11NPSWRD_WQX | For the 2007 samples Miller, Biagioni, and Pavlowsky started with EPA Method 1664 for the analysis of hexane-extractable material (HEM), or oil and grease, and continued with specifications from CPI International (Santa Rosa, CA). The method used to analyze hydrocarbons actually measures the HEM present in samples. The method employs solid-phase extraction and is a gravimetric method. The detection limit for the method is 1.4 mg/L, and the lower limit of quantification is 5.0 mg/L. EPA Method 1664 describes this technique; however, while it suggests solid phase extraction as a possible adaptation, it does not provide detailed instructions. For this reason, a set of instructions provided by CPI International was followed for the extraction steps. Solid phase extraction involves the use of a solid phase extraction (SPE) disk. The SPE disks employed here are made of 18 carbon chains with silica backing and are therefore hydrophobic. After preconditioning the disk with hexane and methanol, the sample is allowed to drip through the disk. As the water passes through, the hydrophobic hydrocarbons remain in the SPE disk. The disk is then extracted with hexane, which removes the HEM. After the extractions, the hexane is dried with sodium sulfate and evaporated, leaving behind the HEM. Samples for HEM analysis were collected in 1-liter glass bottles, acidified to less than pH 2 and refrigerated at 20° C. |  |  | 11/13/2018 7:16:19 PM
763793 | WICR_MLLR_JCV1 | Total Phosphorus by Southwest Missouri State University Standard Operating Procedure JC-V1 | 11NPSWRD_WQX | Total phosphorus was measured by Miller in 2004-2005 and 2007 as outlined by Southwest Missouri State University Standard Operating Procedure JC-V1, Standard Operating Procedures for Total Phosphorus for Jordan Creek Project, Version 1 (2004). This SOP is a modification of EPA method 365.2. The method used to measure total phosphorus is based on converting all forms of phosphorus to orthophosphate by an acid-persulfate digestion process. The detection limit is 0.01 mg TP/L, and the applicable range is 0.01 mg TP/L to 0.5 mg TP/L. The EPA states that changes may be made to their methods as long as results are demonstrated to be the same. Variations from EPA Method 365.2 include reducing the sample size from 50 milliliters to 10 milliliters and reducing the volume of reagents accordingly. A 'combined reagent', containing ammonium molybdate and antimony potassium tartrate in ascetic acid is added to the digested sample which produces a deep blue antimony-phospho-molybdate complex. The concentration of phosphorus is proportional to the intensity of the blue and is measured by plotting the spectrographic absorbance of each sample at 880 nm on a curve made up of known concentrations and measured absorbances. |  |  | 11/13/2018 7:16:19 PM
763794 | WICR_MLLR_MET06 | Cadmium, Copper, Lead, and Zinc Metals in Water by Miller 2006 | 11NPSWRD_WQX | For his thesis, Miller analyzed cadmium, copper, lead, and zinc in water by inductively coupled plasma-atomic emission spectroscopy (ICP-AES). A summary follows. One standard of 1.25 mg/L copper, 1.25 mg/L cadmium, 1.25 mg/L lead, and 5.00 mg/L zinc was prepared in nitric acid, which provided the same matrix as the samples. A blank was also acidified, and a control check of 0.625 mg/L cadmium, 0.625 mg/L copper, 0.625 mg/L lead, and 2.25 mg/L zinc was prepared to verify the accuracy of the ICP-AES internal calibration plot. A Varian Liberty 150 AX Turbo ICP Emission Spectrometer was used for analysis of all samples. The ICP-AES was calibrated by running the standard and blank. After running the standard and blank, the blank was run as a sample and the control check was run to verify accurate calibration. The samples were then analyzed, running both the blank and the control check after every five samples to avoid any drift that may occur. More information about this method can be found in Mary Krause's 2005 Master's Thesis entitled, 'Jordan Creek Baseline Water Quality Project: Development of Analytical Methods,' from Southwest Missouri State University. Detection limits for each metal were calculated by determining the standard deviation of several blank readings and multiplying this value by three. The ICP-AES will report concentrations below the element detection limit, but those values have too much variance to be accepted as valid concentrations. |  |  | 11/13/2018 7:16:19 PM
763796 | WICR_MLLR_MET07 | Copper, Lead, and Zinc Metals in Water by Miller et al. 2007 | 11NPSWRD_WQX | Miller, Biagioni, and Pavlowsky used inductively coupled plasma-optical emission spectroscopy (ICP-OES) to analyze for zinc, copper, and lead in 2007. Samples were prepared by microwave-assisted acid digestion which will digested into solution any adsorbed metals but will not completely digest the entire mineral component of suspended material and therefore corresponds to the 'Total Recoverable' metal concentrations from the water samples. A premade standard containing 0.1 mg/L copper, 0.1 mg/L lead, and 0.2 mg/L zinc and a reagent blank acidified with nitric acid was used to calibrate the ICP-OES. A laboratory control check containing 0.05 mg/L copper, 0.05 mg/L lead, and 0.1 mg/L zinc was used to verify the accuracy of the ICP-AES. A Varian Liberty 150 AX Turbo ICP Emission Spectrometer was used for analysis of all samples. |  |  | 11/13/2018 7:16:22 PM
763790 | WICR_MLLR_SSH | Stream Stage Height by Miller 2006 | 11NPSWRD_WQX | For his thesis Miller surveyed each sample site using an auto-level. The surveys included a cross-section extending through the staff gage and a longitudinal profile of the stream thalweg from the upstream riffle crest through the sample site cross-section to the downstream riffle crest. The sample sites were placed at bridges over the channel and thus generally did not feature natural stream characteristics such as bankfull or low- or high terraces. Instead the cross-sections generally measured box height and central pier width and the stream bed geometry in between. The cross-sectional surveys also established the staff-gage position in relation to these measurements. The cross-section was most useful for determining the wetted area for a given staff-gage reading. Water levels on the staff gages were recorded at each time a sample was taken. At some sites (JC1, SB2, FC1) the staff gages were normally dry during low flows. For these sites, low flow gaging was measured at a prescribed location marking the deepest part of the channel and that reading and sample location was recorded at the sampling time. Care was taken to include the elevation of that alternate gage site in the cross-sectional survey. |  |  | 11/13/2018 7:16:19 PM
763795 | WICR_MLLR_TNJC1 | Total Nitrogen by Southwest Missouri State University Standard Operating Procedure TN-JC-1 | 11NPSWRD_WQX | Total nitrogen was measured by Miller in 2004-2005 and 2007 as outlined by Southwest Missouri State University Standard Operating Procedure TN-JC-1, Standard Operating Procedures for Total Nitrogen, Version 1 (2004). This SOP is a modification of the methods described in Crumpton, Isenhart, and Mitchell's 1991 paper entitled 'Nitrate and Organic N Analyses with Second Derivative Spectroscopy.' The method used to measure total nitrogen is based on the oxidation of all nitrogen-containing compounds to nitrate followed by second derivative spectrophotometric analysis. The EPA states that methods may be adjusted as long as results are the same, so some adjustments have been made to the method. Variations from the method include using a 1 cm cell instead of a 5 cm cell. The desired sensitivity is still achieved, and the process is streamlined. Four reagent blanks are used instead of one, which improves the calibration at low concentrations. In addition, urea is used instead of glutamic acid for the source of organic nitrogen. Concentration in samples are made on a UV/Visible spectrometer by measuring the transmittance at 220, 225 and 230 nm and comparing that value to a second order calibration plot created by known standards. Second order calibration is used rather than a linear plot since the transmittance values over the range of 0 to 5.0 mg/L is slightly curved. The detection limit for the method is 0.1 mg TN/L, and the applicable range is from 0.1 mg TN/L to 5 mg TN/L. |  |  | 11/13/2018 7:16:19 PM
763065 | WICR_MSTKIT_NO3 | Nitrate by One of Several Specific Field Kits | 11NPSWRD_WQX | Nitrate was determined by the Missouri Stream Team volunteers by one of the following field kits: LaMotte Nitrate Test Kit Model NCR; HACH Nitrate Test Kit Model NI-11; or HACH AccuVac Nitrate Nitrogen Test Kit. |  |  | 10/17/2018 8:54:39 AM
763069 | WICR_MST_FLOW | Flow by Missouri Stream Team Float Calculation Method | 11NPSWRD_WQX | Average float time is equal to the sum of float times (in seconds) divided by the number of float trials. The final step is to divide the distance floated (from the Distance Box at top) by the average float time. Correction Factor: Water in a stream does not all travel at the same speed. Water near the bottom travels slower than water at the surface because of friction (or drag) on the stream bottom. When calculating stream discharge, the water?s velocity for the entire depth (surface to bottom) needs to be determined. Therefore, you must multiply the average surface velocity (from above) by a correction factor to make it represent the water velocity of the entire stream depth. Choose the correction factor that best describes the bottom of your stream and multiply it by the average surface velocity to calculate the corrected average stream velocity. Choices are: Rough, loose rocks or coarse gravel: correction value = 0.8; Smooth, mud, sand, or hard pan rock: correction value = 0.9. Step 3: Calculate the stream discharge. Multiply the cross-sectional area (Feet squared) from Step 1 by the corrected average stream velocity (Feet/Second) from Step 2. |  |  | 10/17/2018 8:54:41 AM
763060 | WICR_MST_MIWL | Missouri Stream Team Invertebrate Identification by Modified Izaak Walton League Method | 11NPSWRD_WQX | Missouri Stream Team volunteers were specially trained to identify invertebrates by a modified Izaak Walton League method to the taxonomic level of Order and counts of individuals were recorded. |  |  | 10/17/2018 8:54:38 AM
742602 | WICR_ORION_221 | Orion Research Model 221 pH Meter | 11NPSWRD_WQX | In stream pH was measured using an Orion Research model 221 pH meter and an Orion model 91-06 combination electrode. Trudy A. Steidl-Pulley; Spring 1992; Toxicity Identification Evaluation of Wilson's Creek, Wilson's Creek National Battlefield Park; Colorado State University; 137p. |  |  | 10/16/2017 5:54:12 PM
763811 | WICR_OUL_OBA | Ozark Underground Lab Optical Brighteners Analysis | 11NPSWRD_WQX | The Ozark Underground Laboratory (OUL) used the following method to analyze for optical brighteners, summarized from Aley and Thomson's 1984 paper entitled, 'Septic Fields and the Protection of Groundwater Quality in Greene County, Missouri.' Optical brighteners are intensely fluorescent white dyes. They are used to whiten cloth and paper products. In the soap and detergent industry they are added to laundry soap to make clothes whiter-than-white after washing. The optical brighteners actually dye clothes white; as a result the consumer gets a whiter laundry than would be possible with just the removal of dirt. The only source of unadsorbed optical brighteners in the study area is laundry soap and detergents. Essentially all laundry waters are discharged to septic fields or sanitary sewers; therefore, the recovery of optical brighteners from springs can be accepted as proof of water contamination by sewage. The presence of detectable quantities of optical brighteners in springs is evidence of septic system failures to groundwater systems. The OUL sampling method uses samplers of specially-prepared cotton, free of optical brighteners. The samplers are placed in the flow of a spring and if optical brighteners are present, they will be adsorbed onto the cotton fibers. After being placed in a spring for 6-26 days, the samplers are collected and placed in labeled Whirlpak® plastic bags to prevent contamination and drying. They are refrigerated to prevent molding prior to cleaning and analysis. Cleaning requires thorough and prolonged washing with pulsating jets of high-pressure water, free of optical brighteners and chlorine residual (chlorine oxidizes and destroys optical brighteners). Cleaning removes dirt and organics which mask the fluorescence of optical brighteners. After cleaning the samplers are returned to new Whirlpak® bags and subjected to long-wave ultraviolet light in a dark lab. A negative sample (no optical brighteners present) is consulted for comparison. The four result categories are: Strongly Positive (SR) ? the sample cotton is entirely white and the color is brilliantly white; Moderate Positive (MP) - the sample cotton is entirely white or nearly entirely white and the color is not brilliantly white; Weakly Positive (WP) ? less than 75% of the sample cotton has been whitened and optical brighteners are visibly present but the color is not brilliantly white; Negative (None Detected; ND) - Optical brighteners are either not detectable or are absent. At least two samplers were placed at each spring in the event of damage or loss. Each spring was sampled for two periods. Commonly the results were the same for both sampling periods. When the results at a particular spring were different for the two periods, the samplers were re-examined (all samplers were saved and frozen for re-examination if needed). A determination was made to best characterize the result. |  |  | 11/13/2018 8:02:42 PM
742598 | WICR_PULLEY | Toxicity Bioassays at Wilson's Creek National Battlefield Park | 11NPSWRD_WQX | Seven-day chronic, static renewal bioassays were conducted on undiluted samples of site waters (USEPA, 1989c). The toxicity test endpoints were survival of the Ceriodaphnia and the total number of neonates produced within a minimum of three broods per female at the end of seven days. For tests of each site, ten replicate test chambers were prepared by filling 30 ml Plastics Inc. polystyrene cups with 20 ml of site water warmed to 25C. One Ceriodaphnia neonate (<=24 hours old) was placed in each test chamber and fed 100 microliters yeast-trout chow-Cerophyll and 50 microlitersl of algal suspension daily. Test chambers were covered with plastic food wrap to prevent evaporation and placed in an incubator at 25C +-2C with a 16-hour light and eight-hour dark photo period. LC50 values, the concentration of effluent at which 50% of the Ceriodaphnia dubia died, were calculated from a dilution series based upon the number of mortalities in each concentration. Trudy Steidl-Pulley, Del Wayne R. Nimmo, and John D. Tessari; October 1998; Characterization of Toxic Conditions Above Wilson's Creek National Battlefield Park, Missouri; American Water Resources Association; Vol. 34, No. 5 |  |  | 10/16/2017 5:54:11 PM
763798 | WICR_RODGRS_OM | Organic Matter by Rodgers 2005 | 11NPSWRD_WQX | Rodgers' sediment samples were tested for organic matter (organic carbon) content using an in-house loss on ignition (LOI) technique modified from R.T. Pavlowsky's 1995 Doctoral Dissertation from the University of Wisconsin-Madison entitled, 'Spatial Variability of Mining-related Zinc and Lead in Fluvial Sediment, Galena Watershed, Wisconsin-Illinois.' A summary follows. Five gram sub-samples were placed in porcelain crucibles (30 samples per run), dried for 2 hours at 105° C to reduce atmospheric moisture, and weighed. These were the pre-burn sediment and crucible weights (A). Samples were then placed into a muffle furnace, heated at 600° C for 6 hours, and weighed. These were the post-burn sediment and crucible weights (B). The differences between the pre- and post-burn sediment and crucible weights were divided by corresponding pre-burn sediment-only weights (C). This value was multiplied by 100 to obtain the OM percent LOI. This calculation can be expressed by the equation: OM% LOI = [(A - B) / C] * 100. |  |  | 11/13/2018 7:16:56 PM
763074 | WICR_SPWMS4_R01 | Chloride by Springfield Public Works MS4 Permit Program Standard Operating Procedure Chloride R01 | 11NPSWRD_WQX | Chloride was measured as outlined by Springfield Public Works MS4 Permit Program Standard Operating Procedure Chloride R01 (in review, as of January 2010) and noted in the Quality Assurance Project Plan for City of Springfield, Missouri, MS4 Permit Monitoring Program (January 2010). An Accumet Excel XL25 meter was used for the measurement. |  |  | 10/17/2018 8:55:23 AM
763075 | WICR_SPWMS4_R02 | Conductivity and pH by Springfield Public Works MS4 Permit Program Standard Operating Procedure 1200R02 Eureka Snapshot | 11NPSWRD_WQX | Conductivity and pH were measured as outlined by Springfield Public Works MS4 Permit Standard Operating Procedure 1200R02 Eureka Snapshot (April 2007) and noted in the Quality Assurance Project Plan for City of Springfield, Missouri, MS4 Permit Monitoring Program (January 2010). A Eureka Amphibian with Manta multiprobe was used for the measurement. |  |  | 10/17/2018 8:55:23 AM
763077 | WICR_SPWMS4_SER | Storm Event Runoff Calculation by Springfield Public Works MS4 Permit Program | 11NPSWRD_WQX | A summary of the storm event runoff calculation by the Springfield Public Works MS4 Permit Program is as follows. The total annual volume of urban runoff discharges for the City for this year is estimated to have been over 11 billion gallons. The calculation is based on an average total precipitation of 42.21inches according to three of the City?s rain gauges located in the northern, middle, and southern parts of the city (Disney, Sunshine, and Williams). To calculate the annual runoff volume, the individual precipitation events that occurred throughout the year at these three rain gauges were categorized by precipitation amount. The runoff volumes for categories 5 and 6 were calculated using the SCS Runoff Curve Number method. Using the SCS Curve Number method, the precipitation amount for categories 1-3 is not great enough to overcome the calculated infiltration loss, resulting in a runoff volume of zero. However, experience dictates that these small rainfall events do in fact create a substantial amount of runoff, which is largely due to the amount of directly connected impervious area within the watershed. Therefore, a more accurate estimate for these categories can be obtained by assuming that directly connected impervious area is the sole source of runoff from precipitation events in these categories. The area within the City limits is estimated to be 30% impervious. It is estimated that half of the impervious area (15% of the City limits), equaling 7,604 acres, is directly connected. The runoff volume for these categories is estimated by multiplying the precipitation amount by 7,604 acres. For category 4, the calculation of runoff using the SCS Curve Number method results in a volume less than the calculated volume for category 3. Therefore, the runoff volume for category 4 was calculated with the same method used for categories 1-3. In previous years, 35% impervious and 17.5% directly connected were used. These numbers were adjusted this year based on impervious data published in other studies that was used this year to estimate the storm event runoff volumes. For more information, please see The City of Springfield, Missouri, NPDES Storm Water Permit Annual Report July 2008-June 2009, National Pollutant Discharge Elimination System, Municipal Separate Storm Sewer System Permit MO-0126322. |  |  | 10/17/2018 8:55:23 AM
763076 | WICR_SPWMS4_TN | Total Nitrogen by Springfield Public Works MS4 Permit Program | 11NPSWRD_WQX | Total nitrogen was measured as outlined by Springfield Public Works MS4 Permit Program and noted in the Quality Assurance Project Plan for City of Springfield, Missouri, MS4 Permit Monitoring Program (January 2010) using both EPA Method 351.2 and EPA Method 353.2. A summary is as follows. Digested samples are compared to colorimetric assay absorbance readings from a spectrophotometer and those absorbances are used to determine total Kjeldahl nitrogen (TKN) concentrations. A filtered sample is passed through a column containing granulated copper-cadmium to reduce nitrate to nitrite. The nitrite (that originally present plus that reduced to nitrate) is determined by diazotizing with sulfanilamide and coupling with N-(1-naphthyl)-ethylenediamine dihydrochloride to form a colored solution which is measured colorimetrically. Instrumentation is an ion chromatograph of unknown model and manufacturer. |  |  | 10/17/2018 8:55:23 AM
763079 | WICR_SPWSW_SR | Storm Runoff Calculation by Springfield Public Works-Storm Water Monitoring Program | 11NPSWRD_WQX | The Springfield Public Works-Storm Water Monitoring Program calculated the total discharge volumes for storm events in Springfield based on the total annual precipitation according to the National Weather Service station at the Springfield-Branson Regional Airport and calculations using the Runoff Curve Number method in the Soil Conservation Service 1986 document entitled: Urban Hydrology for Small Watersheds. For more details, see The City of Springfield, Missouri, NPDES Storm Water Permit Annual Report July 2002 - June 2003 for NPDES Permit Number MO-0126322. |  |  | 10/17/2018 8:55:37 AM
763772 | WICR_SWTP_FLOW | Flow Method by the Springfield WWTP (Modified MDNR Method) | 11NPSWRD_WQX | Flow was determined by the Springfield, MO Wastewater Treatment Plant staff using a modified Missouri Department of Natural Resources stream monitoring method. |  |  | 11/13/2018 6:59:21 PM
763801 | WICR_TMDL_BFDVD | Flow by James River Total Maximum Daily Load Standard Operating Procedures BF-D-1 and VD-D-1 | 11NPSWRD_WQX | Flow was measured as outlined by James River Total Maximum Daily Load (TMDL) Standard Operating Procedures (SOPs) BF-D-1 entitled, 'Bankfull Flow Velocity and Discharge Estimation,' and VD-D-1 entitled, 'Determination of Low Flow Velocity and Discharge Measurements,' and noted in the TMDL Quality Assurance Project Plan (QAPP 2001). |  |  | 11/13/2018 7:17:10 PM
763809 | WICR_TMDL_BODD1 | Biochemical Oxygen Demand by James River Total Maximum Daily Load Standard Operating Procedure BOD-D-1 | 11NPSWRD_WQX | Biochemical oxygen demand (BOD) was measured as outlined by James River Total Maximum Daily Load (TMDL) Standard Operating Procedure (SOP) BOD-D-1 entitiled, 'Analysis of Biochemical Oxygen Demand in Water,' and noted in the TMDL Quality Assurance Project Plan (QAPP 2001). |  |  | 11/13/2018 7:17:12 PM
763800 | WICR_TMDL_CCD1 | Suspended and Benthic Chlorophyll a by James River Total Maximum Daily Load Standard Operating Procedure CC-D-1 | 11NPSWRD_WQX | Suspended and benthic chlorophyll were measured as outlined by James River Total Maximum Daily Load (TMDL) Standard Operating Procedure (SOP) CC-D-1 entitled, 'Determination of Chlorophyll a by the Absorption Method,' and noted in the TMDL Quality Assurance Project Plan (QAPP 2001), based on methods described in EPA 600/4-87/026. |  |  | 11/13/2018 7:17:09 PM
763802 | WICR_TMDL_DLUD1 | Dissolved Oxygen and Temperature by James River Total Maximum Daily Load Standard Operating Procedure DLU-D-1 | 11NPSWRD_WQX | Dissolved oxygen and temperature were measured by Greenspan Analytical DO3000 Sensor as outlined by James River Total Maximum Daily Load (TMDL) Standard Operating Procedure (SOP) DLU-D-1 entitled, 'Calibration and Use of Greenspan DO300 Data Loggers,' and noted in the TMDL Quality Assurance Project Plan (QAPP 2001). |  |  | 11/13/2018 7:17:10 PM
763808 | WICR_TMDL_GD1 | Depth by James River Total Maximum Daily Load Standard Operating Procedure G-D-1 | 11NPSWRD_WQX | Depth was measured by the local staff gage as outlined by James River Total Maximum Daily Load (TMDL) Standard Operating Procedures (SOP) G-D-1entitled, 'Stream Gaging,' and noted in the TMDL Quality Assurance Project Plan (QAPP 2001). |  |  | 11/13/2018 7:17:12 PM
763804 | WICR_TMDL_NNND1 | Nitrate Plus Nitrite by James River Total Maximum Daily Load Standard Operating Procedure NNN-D-1 | 11NPSWRD_WQX | Nitrate plus nitrite was measured as outlined by James River Total Maximum Daily Load (TMDL) Standard Operating Procedure (SOP) NNN-D-1 entitiled, 'Nitrogen (Nitrate-Nitrite),' and noted in the TMDL Quality Assurance Project Plan (QAPP 2001), based on methods described in EPA 353.3. |  |  | 11/13/2018 7:17:10 PM
763805 | WICR_TMDL_TND1 | Total Nitrogen by James River Total Maximum Daily Load Standard Operating Procedure TN-D-1 | 11NPSWRD_WQX | Total nitrogen was measured as outlined by James River Total Maximum Daily Load (TMDL) Standard Operating Procedure (SOP) TN-D-1 entitled, 'Total Nitrogen,' and noted in the TMDL Quality Assurance Project Plan (QAPP 2001), based on methods described in EPA 4500-N org D. |  |  | 11/13/2018 7:17:10 PM
763806 | WICR_TMDL_TPD1 | Total Phosphorus by James River Total Maximum Daily Load Standard Operating Procedure TP-D-1 | 11NPSWRD_WQX | Total phosphorus was measured as outlined by James River Total Maximum Daily Load (TMDL) Standard Operating Procedure (SOP) TP-D-1 entitled, 'Total Phosphorus,' and noted in the TMDL Quality Assurance Project Plan (QAPP 2001), based on methods described in EPA 600/4-87/026. |  |  | 11/13/2018 7:17:10 PM
763807 | WICR_TMDL_TSSD1 | Total Suspended Solids by James River Total Maximum Daily Load Standard Operating Procedure TSS-D-1 | 11NPSWRD_WQX | Total suspended solids (TSS) were measured as outlined by James River Total Maximum Daily Load (TMDL) Standard Operating Procedure (SOP) TSS-D-1 entitled, 'Total Suspended Solids,' and noted in the TMDL Quality Assurance Project Plan (QAPP 2001), based on methods described in EPA 2540-D. |  |  | 11/13/2018 7:17:10 PM
763803 | WICR_TMDL_WPD1 | Conductivity and pH by James River Total Maximum Daily Load Standard Operating Procedure WP-D-1 | 11NPSWRD_WQX | Conductivity and pH was measured as outlined by James River Total Maximum Daily Load (TMDL) Standard Operating Procedures (SOP) WP-D-1 entitled, 'Collecting Water Quality Parameters,' and noted in the TMDL Quality Assurance Project Plan (QAPP 2001). |  |  | 11/13/2018 7:17:10 PM
763768 | WICR_USGSUN_FLO | Streamflow Measurements by USGS Hydraulic Engineer by Unknown Method | 11NPSWRD_WQX | Stream flow measurements for the Missouri Geological Survey and Water Resources were made at the time of sample collection in 1964-65 by a hydraulic engineer from USGS Surface Water Branch, Rolla, MO, furnished through the Missouri Geological Survey by an agreement between the two agencies. The specific method was unknown. |  |  | 11/13/2018 6:59:08 PM
742601 | WICR_YSI57 | YSI Model 57 Dissolved Oxygen Meter | 11NPSWRD_WQX | Temperature and dissolved oxygen were measured using a Yellow Springs Instrument Co. Inc. (YSI) model 57 dissolved oxygen meter. Trudy A. Steidl-Pulley; Spring 1992; Toxicity Identification Evaluation of Wilson's Creek, Wilson's Creek National Battlefield Park; Colorado State University; 137p. |  |  | 10/16/2017 5:54:12 PM
511164 | WIND DIRECTION | DETERMINING WIND DIRECTION WITH A COMPASS | 11113300 | TO DETERMINE THE DIRECTION THE WIND IS COMING FROM, STAND FACING THE WIND AND USE A COMPASS TO MEASURE THE DEGREES RELATIVE TO MAGNETIC NORTH |  |  | 7/1/2014 1:59:34 PM
732309 | WINKLER | winkler method to determine dissolved oxygen | NFRIA |  |  |  | 6/30/2016 7:56:26 PM
532136 | WPCL SOP 7 | WPCL SOP 72 | CEDEN |  |  |  | 9/28/2013 4:35:49 PM
110876 | WQ | Water Quality | 21CAOCSD_WQX | SeaBird CTD |  |  | 2/28/2013 6:34:29 PM
109871 | WQ-1 | Laboratory Procedures for Water Quality Chemical Analysis | 21FLSFWM_WQX |  |  |  | 1/31/2019 9:16:49 AM
742834 | WRD_FISH | WRD Fish Collection Method | 21GAEPD_WQX | Georgia Wildlife Resources Division Fish Stream Sampling Protocols and SOP. |  | http://georgiawildlife.com/fishIBI | 11/3/2017 8:58:08 AM
764558 | WRS 73A.5 | Ash Free Dry Mass | OREGONDEQ | This method is from Willamette Research Station, Analytical Laboratory (200 SW 35th Street Corvallis, Oregon) and is based upon EPA methods and associated methods for thedetermination of Ash Free Dry Mass (Biomass) or Ash Free Dry Weight(Peck, et al, 2005; APHA 1998, 10300 D; Chaloud and Peck, 1994). Theadapted procedure may vary from the drying and/or ashing temperaturesand/or times stated in the referenced procedures. |  |  | 1/18/2019 5:06:13 PM
763826 | WRST_ESTFLOW | Estimated Flow Determination Based on Site | 11NPSWRD_WQX | Flow was determined three ways depending on the site. (a) Seat of the pants visual estimate on larger streams (based on knowledge of flow rates from 3 decades of river running). (b) Quantitatively measured flow by filling 1-liter bottles and measuring the time for springs where all flow could be captured. (c) For small streams, the width and depth was measured at several intervals and the flow velocity was calculated by timing a stick thrown into the stream, and then determining flow. |  |  | 11/13/2018 8:24:53 PM
763813 | WRST_MAC_ACTISC | Activon Model PTI-10 Specific Conductance Meter | 11NPSWRD_WQX | Field samples were collected in 4-oz polyethylene bottles and stored at room temperature with the test cell for at least 24 hours. The conductivity meter, Activon Model PTI-10, was internally calibrated then checked with standard solutions before sample conductivities were measured. Sample temperatures were determined with a laboratory thermocouple thermometer, Bailey Model BAT-12. Calculations: The meter registered values 7% greater than the standards, so sample conductivities were multiplied by 0.93. The conductivity values were then adjusted to a standard 25C with this equation: SC25 = SC0 (1.88 - 0.05T0 + 0.0006T02); where SC0 = observed conductivity in micromhos per centimeter, and T0 = temperature of observed water sample in degrees Celsius. The final adjusted values are Corrected SC @ 25C, presented in this data set. |  |  | 11/13/2018 8:02:56 PM
763812 | WRST_SM16_413C | Fluoride by SPADNS Method | 11NPSWRD_WQX | APHA Standard Methods Version 16, Section 413-C |  |  | 11/13/2018 8:02:55 PM
4973 | WRTDS | Weighted Regressions on Time, Discharge, and Season (WRTDS), with an Application to Chesapeake Bay River Inputs | USDOI/USGS | Weighted Regressions on Time, Discharge, and Season (WRTDS), with an Application to Chesapeake Bay River Inputs ~ USGS ; Hirsch, R.M., Moyer, D.L., and Archfield, S.A |  | https://www.nemi.gov/methods/sams_method_summary/11929/ | 7/31/2013 12:00:00 AM
3067 | WSLH-1293 | PCB CONGENERS IN 80L SURFACE WATER - DISSOLVED | WIDNR_WQX |  |  |  | 9/29/2014 5:13:03 AM
3066 | WSLH-1510 | PCB CONGENER ANALYSIS IN SEDIMENT/SOIL - 1510 | WIDNR_WQX |  |  |  | 7/11/2016 6:05:37 AM
3065 | WSLH-1540 | 2,4,6-TRICHLOROPHENOL | WIDNR_WQX |  |  |  | 7/11/2016 6:06:44 AM
263922 | WSLH-CAMG | Calcium and Magnesium by ICP/AES | MNPCA |  |  |  | 6/25/2013 3:57:18 AM
262583 | WSLH-HG | Mercury by CV-AFS | MNPCA |  |  |  | 6/25/2013 3:43:21 AM
262959 | WSLH-MTLS | Trace Metals by ICP/MS | MNPCA |  |  |  | 6/25/2013 3:45:26 AM
67542 | WSSSOP | WSSSOP | 21NC03WQ |  |  |  | 1/30/2019 9:51:08 AM
66214 | WT_QAPP | Wichita Tribe Quality Assurance Project Plan | WDEP_WQX |  |  |  | 11/12/2011 11:41:05 PM
743348 | X | Fecal and Total Coliform (MF) | 31ISC2RS_WQX |  |  |  | 1/19/2018 11:52:49 AM
2912 | XENO | Xenobiotic Contaminants in Fish | USEPA |  |  |  | 8/12/2006 11:50:00 PM
213099 | XI | Fecal and Total Coliform (MPN) | 31ISC2RS_WQX | Determination of Fecal and Total Coliform by the MPN method |  |  | 4/30/2018 10:05:10 AM
213100 | XIA | Fecal Streptococci and Enterococci (MPN) | 31ISC2RS_WQX | Determination of Fecal Streptococci and Enterococci by the MPN method |  |  | 4/30/2018 10:05:23 AM
213101 | XIB | Escherichia Coli | 31ISC2RS_WQX | Determination of Escherichia Coli - Enumeration |  |  | 4/30/2018 10:05:36 AM
743349 | XID | Entro (MF) | 31ISC2RS_WQX |  |  |  | 1/19/2018 11:54:12 AM
735978 | XIX | ph | 31ISC2RS_WQX | Analytical Method: SM4500-H B-11 |  | https://www.nemi.gov/methods/method_summary/4707/ | 4/30/2018 10:01:52 AM
735968 | XXIIC | Total Suspended Solids | 31ISC2RS_WQX |  |  |  | 4/30/2018 10:08:13 AM
744817 | XXIIIB | Total Dissolved Soilds | 31ISC2RS_WQX | SM 2540 C-97,-11 |  |  | 4/30/2018 10:11:15 AM
743350 | XXV | CONDUCTIVITY | 31ISC2RS_WQX |  |  |  | 1/19/2018 11:53:55 AM
735969 | XXVI | Turbidity | 31ISC2RS_WQX |  |  |  | 4/30/2018 10:08:13 AM
744820 | XXXII | Fluoride | 31ISC2RS_WQX | SM4500-F C-97, -11 |  |  | 4/30/2018 10:16:14 AM
735972 | XXXIX | Ammonia | 31ISC2RS_WQX |  |  |  | 4/30/2018 10:06:09 AM
735970 | XXXVII | Chlorophyll-a | 31ISC2RS_WQX |  |  |  | 4/30/2018 10:09:21 AM
735973 | XXXXI | Nitrate, Nitrite, Nitrate-Nitrite | 31ISC2RS_WQX |  |  |  | 4/30/2018 10:06:19 AM
735974 | XXXXII | Silica | 31ISC2RS_WQX |  |  |  | 4/30/2018 10:06:48 AM
735975 | XXXXIII | Total Phosphorus/Orthophosphate | 31ISC2RS_WQX |  |  |  | 4/30/2018 10:06:48 AM
2910 | X_89_176(N) | Chlorinated Herbicides by LC/MS | USEPA |  |  |  | 8/12/2006 11:50:00 PM
2911 | X_89_176(P) | Chlorinated Herbicides by LC/MS | USEPA |  |  |  | 8/12/2006 11:50:00 PM
740920 | Yokely | MG0002 | IDAGMN_WQX | Analytical Method for the Determination of Atrazine, Simazine, Their Respective Dealkylated Chlorotriazine Metabolites, and Other Selected Compounds in Water Using Solid Phase Extraction and Gas Chromotography/Mass Selective Detection |  |  | 11/2/2018 10:38:07 AM
109985 | YSI | YSI Incorporated 6-series Environmental Monitoring | 21FLSEM_WQX |  |  |  | 12/5/2018 2:21:49 PM
109586 | YSI 556 | YSI Field Meter | 21FLAVON_WQX |  |  |  | 4/11/2016 4:54:44 PM
19331 | YSI 6-Series | YSI 6-Series Multi-Parameter Sonde | 31DELRBC_WQX |  |  |  | 2/19/2019 4:16:25 PM
3102 | YSI 6-Series | YSI 6-Series Multi-Parameter Sonde | 21DELAWQ_WQX |  |  |  | 2/5/2019 9:47:17 AM
19329 | YSI 6-Series | YSI 6-Series Multi-Parameter Sonde | 21DEBCH |  |  |  | 1/10/2013 8:03:07 AM
551992 | YSI 6-Series DO mg/L | Dissolved Oxygen | PUEBLOISLETA | One of 5 readings taken from an YSI 6820 V2 Water Quality Sonde. This data is collected at 5 different locations per sampling event. This work is performed under the Pueblo of Isleta's CWA 106 EPA Grant. |  |  | 7/10/2014 6:08:22 PM
551994 | YSI 6-Series pH | pH | PUEBLOISLETA | One of 5 readings taken from an YSI 6820 V2 Water Quality Sonde. This data is collected at 5 different locations per sampling event. This work is performed under the Pueblo of Isleta's CWA 106 EPA Grant. |  |  | 7/8/2014 1:01:07 PM
552001 | YSI 6-Series SpCond | Sp Cond | PUEBLOISLETA | One of 5 readings taken from an YSI 6820 V2 Water Quality Sonde. This data is collected at 5 different locations per sampling event. This work is performed under the Pueblo of Isleta's CWA 106 EPA Grant. |  |  | 7/10/2014 6:08:22 PM
552003 | YSI 6-Series Temp | Water Temperature F° | PUEBLOISLETA | One of 5 readings taken from an YSI 6820 V2 Water Quality Sonde. This data is collected at 5 different locations per sampling event. This work is performed under the Pueblo of Isleta's CWA 106 EPA Grant. |  |  | 7/10/2014 6:08:22 PM
552002 | YSI 6-Series Turb | Turbidity NTU | PUEBLOISLETA | One of 5 readings taken from an YSI 6820 V2 Water Quality Sonde. This data is collected at 5 different locations per sampling event. This work is performed under the Pueblo of Isleta's CWA 106 EPA Grant. |  |  | 7/10/2014 6:08:22 PM
540103 | YSI 6600 | YSI 6600 multiparameter probe | KENAI_NWR | Records Dissolved Oxygen, pH, salinity, Conductivity, Redox, and Temperature |  |  | 4/9/2014 3:14:38 PM
540104 | YSI EXO 1 | YSI EXO 1 multiparameter probe | KENAI_NWR | Records Dissolved Oxygen, pH, salinity, Conductivity, and Temperature |  |  | 4/8/2014 7:26:32 PM
110071 | YSI Meter 556 | YSI Model 556 Multiparameter Meter | PTI_ITS_WQX | Measures temperature, specific conductance,pH, optical dissolved oxygen & optical turbidity |  |  | 12/23/2010 3:20:36 PM
530130 | YSI ProPlus | YSI ProPlus pH, temperature, Conductivity (us/cm), Dissolved oxygen (% saturation and mg/L) | CCU_EQL | Calibrate meter daily. Immerse probe completely into water column. If water is not flowing, gently agitate probe. Hold the probe upstream of the collector and in the middle of the water column while taking measurements. Record value when reading stabilizes. |  |  | 6/25/2013 10:34:56 AM
503573 | YSI-ISE | YSI-ISE | INSTOR_WQX |  |  |  | 11/27/2017 11:46:34 AM
65766 | YSI-ISE | YSI-ISE | 21IND_WQX |  |  |  | 10/25/2011 7:15:44 AM
3001 | YSI600XL | YSI "600XL" Multi-Parameter Water Quality Monitor | 21DELAWQ_WQX |  |  |  | 6/15/2007 5:00:51 PM
507334 | YSI6025 | YSI6025 | INSTOR_WQX |  |  |  | 8/2/2016 9:17:10 AM
558180 | YSIP32 | Photometer Method, 520nm, 0-200 mg/l | SAGIN01_WQX | The Sulfate test is based on a single tablet reagent containing barium chloride in a slightly acidic formulation. Barium salts react with sulfates to form insoluble barium sulfate. At the sulfate levels encountered in the test, this is observed as turbidity in the test sample. The degree of turbidity is proportional to the sulfate concentration and is measured using a Photometer. |  | http://www.ysi.com/productsdetail.php?9300-9500-Photometer-38 | 10/4/2017 2:09:46 PM
566169 | Zooplankton | Zooplankton | 21KAN001_WQX | Handbook of Common Methods in Limnology |  |  | 1/5/2016 3:47:16 PM
742833 | ZOOPLANKTON | Lake Zooplankton Collection | 21GAEPD_WQX | GA EPD Lake Zooplankton Collection and Enumeration |  |  | 1/8/2018 12:50:49 PM
553627 | Zooplankton Count | Zooplankton Count | CT_DEP01_WQX | Standard Sampling Procedure for Zooplankton Count(s) |  |  | 10/21/2014 7:57:01 PM

## CHARACTERISTIC
UID | Name | CAS Number | SRS ID | Sample Fraction Required | Pick List | Group Name | Domain Value Status | Last Change Date
3389 | % undercut bank |  |  | N | N | Information | Accepted | 6/8/2010 9:44:20 AM
2519 | (+)-cis-Permethrin | 54774-45-7 | 17164278 | Y | N | Organics, Pesticide | Accepted | 3/2/2007 8:39:31 AM
3823 | (+/-)11-nor-9-carboxy-delta-THC | 64280-14-4 | 1736806 | N | N | Organics, Other | Accepted | 12/3/2012 3:47:12 PM
1 | (-)-cis-Permethrin | 54774-46-8 | 963314 | Y | N | Organics, Pesticide | Accepted | 3/2/2007 8:39:31 AM
2 | (-)-trans-Permethrin | 54774-47-9 | 963322 | Y | N | Organics, Pesticide | Accepted | 3/2/2007 8:39:31 AM
3601 | (1R,2S,5R)-Menthol | 89-78-1 | 12609 | Y | N | Organics, Other | Accepted | 7/1/2011 4:34:15 PM
132 | (2-Methyl-1-propenyl)benzene | 768-49-0 | 69963 | Y | N | Not Assigned | Accepted | 3/2/2007 8:39:31 AM
3 | (3-Bromopropyl)benzene | 637-59-2 | 65862 | Y | N | Not Assigned | Accepted | 3/2/2007 8:39:31 AM
488 | (E)-6-Methyl-3-undecene | 74630-52-7 | 963686 | Y | N | Organics, Other | Accepted | 3/2/2007 8:39:31 AM
3960 | (E)-Dimethomorph |  |  | Y | N | Not Assigned | Accepted | 9/10/2014 12:00:00 AM
2014 | (E,E)-Farnesol | 106-28-5 | 17163775 | Y | N | Not Assigned | Accepted | 3/2/2007 8:39:31 AM
6990 | (R)-Dichlorprop | 15165-67-0 | 962522 | N | N | Not Assigned | Accepted | 5/22/2018 11:43:06 AM
5331 | (RS)-AMPA (Aminomethyl phosphonic acid) | 74341-63-2 |  | N | N | Not Assigned | Accepted | 6/4/2015 11:08:12 AM
5316 | (S)-Norfluoxetine | 126924-38-7 | 1735675 | N | N | Not Assigned | Accepted | 5/19/2015 9:01:29 AM
137 | (Z)-Chloro-1-propene | 16136-84-8 | 962555 | N | N | Not Assigned | Accepted | 3/2/2007 8:39:31 AM
3959 | (Z)-Dimethomorph |  |  | Y | N | Not Assigned | Accepted | 9/10/2014 12:00:00 AM
2347 | (Z,Z)-11,13-Hexadecadienal | 71317-73-2 | 542233 | Y | N | Not Assigned | Accepted | 3/2/2007 8:39:31 AM
5 | .alpha.,.alpha.-Dimethylphenethylamine | 122-09-8 | 32128 | Y | N | Organics, Other | Accepted | 3/2/2007 8:39:31 AM
3958 | .alpha.-1,2,3,4,5,6-Hexachlorocyclohexane-D6 or alpha-HCH D6 |  |  | Y | N | Not Assigned | Accepted | 9/10/2014 12:00:00 AM
561 | .alpha.-Amino-2,3-dihydro-5-methyl-3-oxo-4-isoxazolepropanoic acid | 77521-29-0 | 777326 | Y | N | Organics, Other | Accepted | 3/2/2007 8:39:31 AM
6 | .alpha.-Chlordene | 56534-02-2 | 694141 | Y | N | Organics, Pesticide | Accepted | 3/2/2007 8:39:31 AM
7 | .alpha.-Endosulfan | 959-98-8 | 75333 | Y | N | Organics, Pesticide | Accepted | 3/2/2007 8:39:31 AM
6094 | .alpha.-Heptachlor-2,3-exo-epoxide |  |  | N | N | Not Assigned | Accepted | 11/21/2016 12:36:22 PM
8 | .alpha.-Hexachlorocyclohexane | 319-84-6 | 42184 | Y | N | Organics, Pesticide | Accepted | 3/2/2007 8:39:31 AM
9 | .alpha.-Methylstyrene | 98-83-9 | 18317 | Y | N | Organics, Other | Accepted | 3/2/2007 8:39:31 AM
2406 | .alpha.-Naphthylthiourea | 86-88-4 | 10967 | Y | N | Not Assigned | Accepted | 3/2/2007 8:39:31 AM
10 | .alpha.-Nitrotoluene | 622-42-4 | 961201 | Y | N | Not Assigned | Accepted | 3/2/2007 8:39:32 AM
3012 | .Alpha.-Pinene | 80-56-8 | 8425 | Y | N | Organics, Other | Accepted | 7/3/2008 12:21:27 PM
11 | .alpha.-Terpineol | 98-55-5 | 18127 | Y | N | Organics, Other | Accepted | 3/2/2007 8:39:32 AM
12 | .beta.-Chlordene | 56534-03-3 | 694158 | Y | N | Organics, Pesticide | Accepted | 3/2/2007 8:39:32 AM
13 | .beta.-Endosulfan | 33213-65-9 | 263996 | Y | N | Organics, Pesticide | Accepted | 3/2/2007 8:39:32 AM
6091 | .beta.-Heptachlor epoxide | 76543-83-4 | 17026881 | N | N | Not Assigned | Accepted | 11/18/2016 1:53:39 PM
14 | .beta.-Hexachlorocyclohexane | 319-85-7 | 42192 | Y | N | Organics, Pesticide | Accepted | 3/2/2007 8:39:32 AM
4484 | .beta.-Methylstyrene | 637-50-3 | 65813 | N | N | Not Assigned | Accepted | 3/20/2015 9:16:08 AM
2960 | .beta.-Sitosterol | 83-46-5 | 17148248 | N | N | Organics, Other | Accepted | 3/2/2007 8:39:32 AM
15 | .delta.-Hexachlorocyclohexane | 319-86-8 | 42200 | Y | N | Organics, Pesticide | Accepted | 3/2/2007 8:39:32 AM
16 | .gamma.-Butyrolactone | 96-48-0 | 16873 | Y | N | Not Assigned | Accepted | 3/2/2007 8:39:32 AM
17 | .gamma.-Chlordene | 56641-38-4 | 694174 | Y | N | Organics, Pesticide | Accepted | 3/2/2007 8:39:32 AM
7611 | .gamma.-Cyhalothrin | 76703-62-3 | 17130469 | N | N | Organics, Pesticide | Accepted | 12/18/2018 12:05:19 PM
4439 | .gamma.-Terpinene | 99-85-4 | 18960 | N | N | Not Assigned | Accepted | 3/20/2015 1:29:32 PM
3675 | .lambda.-Cyhalothrin | 91465-08-6 | 602565 | N | N | Organics, Pesticide | Accepted | 7/22/2014 12:00:00 AM
4490 | 1,1'-(1-Pentene-3,5-diyl)dibenzene | 61141-97-7 |  | N | N | Not Assigned | Accepted | 3/20/2015 9:16:06 AM
4624 | 1,1'-(2-chloroethylidene)bis(4-chlorobenzene) | 2642-80-0 |  | Y | N | Organics, Pesticide | Accepted | 8/26/2013 8:42:18 AM
26 | 1,1'-Binaphthalene | 604-53-5 | 58701 | Y | N | Not Assigned | Accepted | 3/2/2007 8:39:33 AM
33 | 1,1'-Oxybis[3-chloropropane] | 629-36-7 | 64733 | Y | N | Not Assigned | Accepted | 3/2/2007 8:39:34 AM
19 | 1,1,1,2-Tetrachloroethane | 630-20-6 | 65102 | Y | N | Organics, Other | Accepted | 3/2/2007 8:39:32 AM
20 | 1,1,1-Trichloro-2-propanone | 918-00-3 | 650242 | Y | N | Organics, Other | Accepted | 3/2/2007 8:39:32 AM
21 | 1,1,1-Trichloroethane | 71-55-6 | 4796 | Y | N | Organics, Other | Accepted | 3/2/2007 8:39:32 AM
2016 | 1,1,1-trichloropentane | 3922-27-8 | 17163767 | Y | N | Not Assigned | Accepted | 3/2/2007 8:39:32 AM
2890 | 1,1,1-Trichloropropane | 7789-89-1 | 710442 | Y | N | Not Assigned | Accepted | 3/2/2007 8:39:33 AM
23 | 1,1,2,2-Tetrabromoethane | 79-27-6 | 7716 | Y | N | Not Assigned | Accepted | 3/2/2007 8:39:33 AM
24 | 1,1,2,2-Tetrachloroethane | 79-34-5 | 7773 | Y | N | Organics, Pesticide | Accepted | 3/2/2007 8:39:33 AM
5490 | 1,1,2,2-Tetrachloroethane-d2 |  |  | N | N | Organics, Pesticide | Accepted | 12/21/2015 3:01:37 PM
25 | 1,1,2-Trichloroethane | 79-00-5 | 7518 | Y | N | Organics, Other | Accepted | 3/2/2007 8:39:33 AM
5592 | 1,1,2-Trichlorotrifluoroethane |  |  | N | N | Not Assigned | Accepted | 12/8/2015 12:00:00 AM
5232 | 1,1,3,3-Tetramethyl-1,3,5-trisilacyclohexane | 27559-34-8 |  | N | N | Not Assigned | Accepted | 4/23/2015 1:08:17 PM
856 | 1,1,3-Trimethyl-3-(2-methallyl)cyclopentane | 74421-09-3 | 963660 | Y | N | Not Assigned | Accepted | 3/2/2007 8:39:33 AM
4853 | 1,1,3-Trimethylcyclopentane | 4516-69-2 |  | N | N | Not Assigned | Accepted | 4/23/2014 9:00:00 AM
117 | 1,1,4,6-Tetramethylindan | 941-60-6 | 961318 | Y | N | Not Assigned | Accepted | 3/2/2007 8:39:33 AM
118 | 1,1,4,7-Tetramethylindan | 1078-04-2 | 961359 | Y | N | Not Assigned | Accepted | 3/2/2007 8:39:33 AM
27 | 1,1-Dichloroethane | 75-34-3 | 5520 | Y | N | Organics, Other | Accepted | 3/2/2007 8:39:33 AM
5491 | 1,1-Dichloroethene-d2 |  |  | N | N | Organics, Other | Accepted | 12/21/2015 3:01:37 PM
28 | 1,1-Dichloroethylene | 75-35-4 | 5538 | Y | N | Organics, Other | Accepted | 3/2/2007 8:39:33 AM
29 | 1,1-Dichloropropane | 78-99-9 | 7500 | Y | N | Not Assigned | Accepted | 3/2/2007 8:39:33 AM
30 | 1,1-Dichloropropanone | 513-88-2 | 650184 | Y | N | Organics, Other | Accepted | 3/2/2007 8:39:33 AM
31 | 1,1-Dichloropropene | 563-58-6 | 54676 | Y | N | Organics, Other | Accepted | 3/2/2007 8:39:33 AM
961 | 1,1-Dimethoxyethane | 534-15-6 | 51045 | Y | N | Not Assigned | Accepted | 3/2/2007 8:39:34 AM
846 | 1,1-Dimethyl-2-octylcyclobutane | 62338-30-1 | 963504 | Y | N | Not Assigned | Accepted | 3/2/2007 8:39:34 AM
3964 | 1,1-Dimethylbiguanide | 657-24-9 | 1735743 | Y | N | Organics, Other | Accepted | 12/5/2012 11:36:02 AM
5218 | 1,1-Dimethylcyclopentane | 1638-26-2 |  | N | N | Not Assigned | Accepted | 4/23/2015 8:55:05 AM
32 | 1,1-Dimethylcyclopropane | 1630-94-0 | 961516 | Y | N | Not Assigned | Accepted | 3/2/2007 8:39:34 AM
119 | 1,1-Dimethylindan | 4912-92-9 | 961888 | Y | N | Not Assigned | Accepted | 3/2/2007 8:39:34 AM
5416 | 1,10-Decanediol | 112-47-0 | 28464 | N | N | Not Assigned | Accepted | 12/10/2015 11:42:05 AM
6873 | 1,12-Dodecanediamine | 2783-17-7 | 107318 | N | N | Not Assigned | Accepted | 1/11/2018 10:06:52 AM
5160 | 1,16-hexadecalactone | 109-29-5 | 25767 | N | N | Not Assigned | Accepted | 4/14/2015 3:35:03 PM
34 | 1,2,3,4,5,6-Hexachlorocyclohexane | 608-73-1 | 59220 | Y | N | Organics, Pesticide | Accepted | 3/2/2007 8:39:34 AM
5355 | 1,2,3,4,5,6-Hexachloronaphthalene | 58877-88-6 | 85837 | N | N | Not Assigned | Accepted | 10/18/2018 7:01:21 PM
1106 | 1,2,3,4,5,7,7-Heptachloro-2-norbornene | 5202-36-8 | 961904 | Y | N | Not Assigned | Accepted | 3/2/2007 8:39:34 AM
5356 | 1,2,3,4,5,8-Hexachloronaphthalene | 103426-93-3 |  | N | N | Not Assigned | Accepted | 7/31/2015 12:52:40 PM
36 | 1,2,3,4,6,7,8,9-Octachlorodibenzo-p-dioxin | 3268-87-9 | 113837 | Y | N | Organics, Other | Accepted | 3/2/2007 8:39:34 AM
35 | 1,2,3,4,6,7,8,9-Octachlorodibenzofuran | 39001-02-0 | 278218 | Y | N | Organics, Other | Accepted | 3/2/2007 8:39:34 AM
4863 | 1,2,3,4,6,7,8-Heptabromodibenzofuran | 107555-95-3 | 699249 | N | N | Not Assigned | Accepted | 5/1/2014 9:00:00 AM
38 | 1,2,3,4,6,7,8-Heptachlorodibenzo-p-dioxin | 35822-46-9 | 270140 | Y | N | Organics, Other | Accepted | 3/2/2007 8:39:34 AM
3067 | 1,2,3,4,6,7,8-Heptachlorodibenzo-p-dioxin-C13 | 109719-83-7 |  | Y | N | Not Assigned | Accepted | 6/17/2016 2:19:15 PM
37 | 1,2,3,4,6,7,8-Heptachlorodibenzofuran | 67562-39-4 | 358382 | Y | N | Organics, Other | Accepted | 3/2/2007 8:39:34 AM
3066 | 1,2,3,4,6,7,8-Heptachlorodibenzofuran-C13 | 109719-84-8 |  | Y | N | Not Assigned | Accepted | 6/17/2016 2:19:15 PM
7488 | 1,2,3,4,6,7/1,2,3,5,6,7-Hexachloronaphthalene |  |  | N | N | Not Assigned | Accepted | 10/18/2018 6:46:02 PM
1124 | 1,2,3,4,7,7-Hexachloronorbornadiene | 3389-71-7 | 115287 | Y | N | Not Assigned | Accepted | 3/2/2007 8:39:34 AM
39 | 1,2,3,4,7,8,9-Heptachlorodibenzofuran | 55673-89-7 | 304782 | Y | N | Organics, Other | Accepted | 3/2/2007 8:39:34 AM
4864 | 1,2,3,4,7,8-Hexabromodibenzo-p-dioxin | 110999-44-5 | 699488 | N | N | Not Assigned | Accepted | 5/1/2014 9:00:00 AM
41 | 1,2,3,4,7,8-Hexachlorodibenzo-p-dioxin | 39227-28-6 | 711986 | Y | N | Organics, Other | Accepted | 3/2/2007 8:39:34 AM
3069 | 1,2,3,4,7,8-Hexachlorodibenzo-p-dioxin-C13 | 109719-80-4 |  | Y | N | Organics, Other | Accepted | 6/17/2016 2:19:15 PM
40 | 1,2,3,4,7,8-Hexachlorodibenzofuran | 70648-26-9 | 525212 | Y | N | Organics, Other | Accepted | 3/2/2007 8:39:34 AM
3063 | 1,2,3,4,7,8-Hexachlorodibenzofuran-C13 | 114423-98-2 |  | Y | N | Organics, Other | Accepted | 6/17/2016 2:19:16 PM
42 | 1,2,3,4-Tetrachlorobenzene | 634-66-2 | 65441 | Y | N | Not Assigned | Accepted | 3/2/2007 8:39:34 AM
3065 | 1,2,3,4-Tetrachlorodibenzo-p-dioxin-C13 | 114423-99-3 |  | Y | N | Not Assigned | Accepted | 6/17/2016 2:19:15 PM
6920 | 1,2,3,4-Tetrachloronaphthalene | 20020-02-4 | 17004920 | N | N | Not Assigned | Accepted | 1/26/2018 5:36:19 PM
43 | 1,2,3,4-Tetrahydronaphthalene | 119-64-2 | 30783 | N | N | Not Assigned | Accepted | 3/2/2007 8:39:34 AM
44 | 1,2,3,4-Tetramethylbenzene | 488-23-3 | 47365 | Y | N | Organics, Other | Accepted | 3/2/2007 8:39:35 AM
1879 | 1,2,3,4-Tetramethylphenanthrene | 4466-77-7 | 52450178 | Y | N | Not Assigned | Accepted | 3/2/2007 8:39:35 AM
7492 | 1,2,3,4/2,3,6,7-Tetrachloronaphthalene |  |  | N | N | Not Assigned | Accepted | 10/18/2018 6:46:02 PM
7489 | 1,2,3,5,6,8-Hexachloronaphthalene | 1335-87-1 |  | N | N | Not Assigned | Accepted | 10/18/2018 6:46:02 PM
5357 | 1,2,3,5,7,8-Hexachloronaphthalene | 103426-94-4 |  | N | N | Not Assigned | Accepted | 7/31/2015 12:52:40 PM
45 | 1,2,3,5-Tetrachlorobenzene | 634-90-2 | 65458 | Y | N | Not Assigned | Accepted | 3/2/2007 8:39:35 AM
46 | 1,2,3,5-Tetramethylbenzene | 527-53-7 | 50252 | Y | N | Organics, Other | Accepted | 3/2/2007 8:39:35 AM
48 | 1,2,3,6,7,8-Hexachlorodibenzo-p-dioxin | 57653-85-7 | 694281 | Y | N | Organics, Other | Accepted | 3/2/2007 8:39:35 AM
3068 | 1,2,3,6,7,8-Hexachlorodibenzo-p-dioxin-C13 | 109719-81-5 |  | Y | N | Organics, Other | Accepted | 6/17/2016 2:19:15 PM
47 | 1,2,3,6,7,8-Hexachlorodibenzofuran | 57117-44-9 | 308825 | Y | N | Organics, Other | Accepted | 3/2/2007 8:39:35 AM
3061 | 1,2,3,6,7,8-Hexachlorodibenzofuran-C13 | 116843-03-9 |  | Y | N | Organics, Other | Accepted | 6/17/2016 2:19:16 PM
5358 | 1,2,3,6,7,8-Hexachloronaphthalene | 17062-87-2 |  | N | N | Not Assigned | Accepted | 7/31/2015 12:52:39 PM
5359 | 1,2,3,6,7-Pentachloronaphthalene | 150224-16-1 |  | N | N | Not Assigned | Accepted | 7/31/2015 12:52:39 PM
50 | 1,2,3,7,8,9-Hexachlorodibenzo-p-dioxin | 19408-74-3 | 214783 | Y | N | Organics, Other | Accepted | 3/2/2007 8:39:35 AM
6400 | 1,2,3,7,8,9-Hexachlorodibenzo-p-dioxin-C13 | 109719-82-6 |  | Y | N | Organics, Other | Accepted | 4/4/2017 12:36:13 PM
49 | 1,2,3,7,8,9-Hexachlorodibenzofuran | 72918-21-9 | 570150 | Y | N | Organics, Other | Accepted | 3/2/2007 8:39:35 AM
3060 | 1,2,3,7,8,9-Hexachlorodibenzofuran-C13 | 116843-04-0 |  | Y | N | Organics, Other | Accepted | 6/17/2016 2:19:16 PM
52 | 1,2,3,7,8-Pentachlorodibenzo-p-dioxin | 40321-76-4 | 650911 | Y | N | Organics, Other | Accepted | 3/2/2007 8:39:35 AM
3070 | 1,2,3,7,8-Pentachlorodibenzo-p-dioxin-C13 | 109719-79-1 |  | Y | N | Not Assigned | Accepted | 6/17/2016 2:19:15 PM
51 | 1,2,3,7,8-Pentachlorodibenzofuran | 57117-41-6 | 308817 | Y | N | Organics, Other | Accepted | 3/2/2007 8:39:35 AM
3071 | 1,2,3,7,8-Pentachlorodibenzofuran-C13 | 109719-77-9 |  | Y | N | Not Assigned | Accepted | 6/17/2016 2:19:15 PM
5360 | 1,2,3,7,8-Pentachloronaphthalene | 150205-21-3 |  | N | N | Not Assigned | Accepted | 7/31/2015 12:52:38 PM
5361 | 1,2,3,8-Tetrachloronaphthalene | 149864-81-3 |  | N | N | Not Assigned | Accepted | 7/31/2015 12:52:38 PM
4527 | 1,2,3-Benzotriazole | 95-14-7 | 15909 | N | N | Not Assigned | Accepted | 7/10/2013 11:19:06 AM
53 | 1,2,3-Trichlorobenzene | 87-61-6 | 11288 | Y | N | Organics, Other | Accepted | 3/2/2007 8:39:35 AM
54 | 1,2,3-Trichloropropane | 96-18-4 | 16675 | Y | N | Organics, Other | Accepted | 3/2/2007 8:39:35 AM
55 | 1,2,3-Trimethylbenzene | 526-73-8 | 50153 | Y | N | Organics, Other | Accepted | 3/2/2007 8:39:35 AM
5362 | 1,2,3-Trimethylcyclopentane | 2815-57-8 | 17148826 | N | N | Not Assigned | Accepted | 7/31/2015 12:52:37 PM
7490 | 1,2,4,5,6,8/1,2,4,5,7,8-Hexachloronaphthalene |  |  | N | N | Not Assigned | Accepted | 10/18/2018 6:46:02 PM
5363 | 1,2,4,5,6-Pentachloronaphthalene | 150224-20-7 |  | N | N | Not Assigned | Accepted | 7/31/2015 12:52:36 PM
5364 | 1,2,4,5,7-Pentachloronaphthalene | 150224-19-4 |  | N | N | Not Assigned | Accepted | 7/31/2015 12:52:36 PM
5365 | 1,2,4,5,8-Pentachloronaphthalene | 150224-25-2 |  | N | N | Not Assigned | Accepted | 7/31/2015 12:52:35 PM
56 | 1,2,4,5-Tetrachlorobenzene | 95-94-3 | 16501 | Y | N | Organics, Other | Accepted | 3/2/2007 8:39:35 AM
5366 | 1,2,4,5-Tetrachloronaphthalene | 6733-54-6 |  | N | N | Not Assigned | Accepted | 7/31/2015 12:52:35 PM
57 | 1,2,4,5-Tetramethylbenzene | 95-93-2 | 16493 | Y | N | Not Assigned | Accepted | 3/2/2007 8:39:35 AM
5367 | 1,2,4,6,8-Pentachloronaphthalene | 150224-22-9 |  | N | N | Not Assigned | Accepted | 7/31/2015 12:52:34 PM
5368 | 1,2,4,7,8-Pentachloronaphthalene | 150224-21-8 |  | N | N | Not Assigned | Accepted | 7/31/2015 12:52:33 PM
58 | 1,2,4-Trichlorobenzene | 120-82-1 | 31435 | Y | N | Organics, Other | Accepted | 3/2/2007 8:39:35 AM
59 | 1,2,4-Trimethylbenzene | 95-63-6 | 16261 | Y | N | Organics, Other | Accepted | 3/2/2007 8:39:35 AM
4854 | 1,2,4-Trimethylcyclopentane | 2815-58-9 |  | N | N | Not Assigned | Accepted | 4/23/2014 9:00:00 AM
7491 | 1,2,5,6-Tetrachloronaphthalene |  |  | N | N | Not Assigned | Accepted | 10/18/2018 6:46:02 PM
5369 | 1,2,5-Trichloronaphthalene | 55720-33-7 |  | N | N | Not Assigned | Accepted | 7/31/2015 12:52:33 PM
3058 | 1,2,6,7-tetrachlorodibenzofuran | 55722-27-5 |  | Y | N | Not Assigned | Accepted | 6/17/2016 2:19:16 PM
5370 | 1,2,6-Trichloronaphthalene | 51570-44-6 |  | N | N | Not Assigned | Accepted | 7/31/2015 12:52:32 PM
4836 | 1,2,6-Trimethylphenanthrene | 30436-55-6 | 1736170 | N | N | Not Assigned | Accepted | 3/31/2014 9:00:00 AM
5371 | 1,2,7,8-Tetrachloronaphthalene | 149864-82-4 |  | N | N | Not Assigned | Accepted | 7/31/2015 12:52:32 PM
5372 | 1,2,8-Trichloronaphthalene | 55720-35-9 |  | N | N | Not Assigned | Accepted | 7/31/2015 12:52:31 PM
5233 | 1,2-Benzenedicarboxylic acid, 4,4'-carbonylbis-, tricesium salt | 226-88-0 |  | N | N | Not Assigned | Accepted | 4/23/2015 1:08:19 PM
60 | 1,2-Benzisothiazole | 272-16-2 | 961060 | Y | N | Organics, Pesticide | Accepted | 3/2/2007 8:39:36 AM
61 | 1,2-Benzisothiazolin-3-one | 2634-33-5 | 105544 | Y | N | Organics, Pesticide | Accepted | 3/2/2007 8:39:36 AM
1962 | 1,2-Bis(2-chloroethoxy)ethane | 112-26-5 | 28274 | N | N | Organics, Other | Accepted | 3/2/2007 8:39:36 AM
62 | 1,2-Butylene oxide | 106-88-7 | 23937 | Y | N | Not Assigned | Accepted | 3/2/2007 8:39:36 AM
5221 | 1,2-Dehydro-3-methylcholanthrene | 3343-10-0 |  | N | N | Not Assigned | Accepted | 4/23/2015 1:08:09 PM
63 | 1,2-Dibromo-3-chloropropane | 96-12-8 | 16618 | Y | N | Organics, Pesticide | Accepted | 3/2/2007 8:39:36 AM
3684 | 1,2-Dichlorobenzene-d4 | 2199-69-1 | 758656 | Y | N | Not Assigned | Accepted | 11/29/2011 1:31:15 PM
64 | 1,2-Dichlorobutane | 616-21-7 | 60970 | Y | N | Not Assigned | Accepted | 3/2/2007 8:39:36 AM
65 | 1,2-Dichloroethane | 107-06-2 | 24117 | Y | N | Organics, Pesticide | Accepted | 3/2/2007 8:39:36 AM
3582 | 1,2-Dichloroethane-d4 | 17060-07-0 | 17295536 | N | N | Organics, Other | Accepted | 7/22/2014 12:00:00 AM
66 | 1,2-Dichloroethylene | 540-59-0 | 51904 | Y | N | Organics, Other | Accepted | 3/2/2007 8:39:36 AM
5373 | 1,2-Dichloronaphthalene | 2050-69-3 | 96115 | N | N | Not Assigned | Accepted | 7/31/2015 12:52:31 PM
67 | 1,2-Dichloropropane | 78-87-5 | 7393 | Y | N | Organics, Pesticide | Accepted | 3/2/2007 8:39:36 AM
5502 | 1,2-Dichloropropane-d6 |  |  | N | N | Not Assigned | Accepted | 12/21/2015 3:01:37 PM
68 | 1,2-Dichloropropene | 563-54-2 | 54668 | Y | N | Organics, Other | Accepted | 3/2/2007 8:39:36 AM
69 | 1,2-Dimethyl-3-ethylbenzene | 933-98-2 | 74542 | N | N | Not Assigned | Accepted | 3/2/2007 8:39:36 AM
2977 | 1,2-Dimethyl-4-ethylbenzene | 934-80-5 | 74609 | Y | N | Not Assigned | Accepted | 1/9/2008 10:25:38 AM
70 | 1,2-Dimethylhydrazine | 540-73-8 | 51946 | Y | N | Not Assigned | Accepted | 3/2/2007 8:39:36 AM
71 | 1,2-Dimethylnaphthalene | 573-98-8 | 55053 | Y | N | Organics, Other | Accepted | 3/2/2007 8:39:36 AM
72 | 1,2-Diphenylhydrazine | 122-66-7 | 32425 | Y | N | Organics, Other | Accepted | 3/2/2007 8:39:36 AM
2227 | 1,2-Epithiocyclohexane | 286-28-2 | 17163874 | Y | N | Not Assigned | Accepted | 3/2/2007 8:39:36 AM
5184 | 1,2-Octanediol | 1117-86-8 | 78584 | N | N | Not Assigned | Accepted | 4/14/2015 3:35:04 PM
73 | 1,2-Propadienylbenzene | 2327-99-3 | 961631 | Y | N | Not Assigned | Accepted | 3/2/2007 8:39:36 AM
2958 | 1,3,4,6,7,8-Hexahydro-4,6,6,7,8,8-hexamethylcyclopenta[g]-2-benzopyran | 1222-05-5 | 81414 | Y | N | Organics, Other | Accepted | 3/2/2007 8:39:37 AM
5374 | 1,3,5,7-Tetrachloronaphthalene | 53555-64-9 |  | N | N | Not Assigned | Accepted | 7/31/2015 12:52:30 PM
326 | 1,3,5-Triazine-2,4-diamine | 504-08-5 | 961136 | Y | N | Not Assigned | Accepted | 3/2/2007 8:39:37 AM
74 | 1,3,5-Trichlorobenzene | 108-70-3 | 25296 | Y | N | Organics, Other | Accepted | 3/2/2007 8:39:37 AM
75 | 1,3,5-Trimethylbenzene | 108-67-8 | 25262 | Y | N | Organics, Other | Accepted | 3/2/2007 8:39:37 AM
76 | 1,3,5-Trinitrobenzene | 99-35-4 | 18671 | N | N | Organics, Other | Accepted | 7/22/2014 12:00:00 AM
5375 | 1,3,6,7-Tetrachloronaphthalene | 55720-42-8 |  | N | N | Not Assigned | Accepted | 7/31/2015 12:52:29 PM
4985 | 1,3,6-Trioxocane | 1779-19-7 |  | N | N | Not Assigned | Accepted | 11/21/2014 7:37:14 AM
5376 | 1,3,7-Trichloronaphthalene | 55720-37-1 |  | N | N | Not Assigned | Accepted | 7/31/2015 12:52:28 PM
5377 | 1,3,8-Trichloronaphthalene | 55720-38-2 |  | N | N | Not Assigned | Accepted | 7/31/2015 12:52:28 PM
77 | 1,3-Butadiene | 106-99-0 | 24042 | Y | N | Not Assigned | Accepted | 3/2/2007 8:39:37 AM
2019 | 1,3-Dibromo-5,5-dimethylhydantoin | 77-48-5 | 6502 | Y | N | Organics, Pesticide | Accepted | 3/2/2007 8:39:37 AM
78 | 1,3-Dichloro-2-propanol | 96-23-1 | 16725 | Y | N | Not Assigned | Accepted | 3/2/2007 8:39:37 AM
3339 | 1,3-Dichlorobenzene |  |  | N | N | Not Assigned | Accepted | 4/6/2016 11:46:42 AM
79 | 1,3-Dichloropropane | 142-28-9 | 38737 | Y | N | Organics, Pesticide | Accepted | 3/2/2007 8:39:37 AM
80 | 1,3-Dichloropropene | 542-75-6 | 52449 | Y | N | Organics, Pesticide | Accepted | 3/2/2007 8:39:37 AM
81 | 1,3-Dimethyl-4-ethylbenzene | 874-41-9 | 72884 | Y | N | Not Assigned | Accepted | 3/2/2007 8:39:37 AM
82 | 1,3-Dimethyl-5-ethylbenzene | 934-74-7 | 74591 | Y | N | Not Assigned | Accepted | 3/2/2007 8:39:37 AM
5406 | 1,3-Dimethyladamantane | 702-79-4 |  | N | N | Not Assigned | Accepted | 11/30/2015 12:47:37 PM
120 | 1,3-Dimethylindan | 4175-53-5 | 961805 | Y | N | Not Assigned | Accepted | 3/2/2007 8:39:37 AM
3797 | 1,3-Dimethylnaphthalene | 575-41-7 | 55160 | N | N | Organics, Other | Accepted | 8/30/2012 9:23:01 AM
2978 | 1,3-Dinitropyrene | 75321-20-9 | 17121260 | Y | N | Not Assigned | Accepted | 1/9/2008 10:25:38 AM
84 | 1,3-Dioxolane | 646-06-0 | 66605 | Y | N | Not Assigned | Accepted | 3/2/2007 8:39:37 AM
5378 | 1,4,5,8-Tetrachloronaphthalene | 3432-57-3 |  | N | N | Not Assigned | Accepted | 7/31/2015 12:52:27 PM
5379 | 1,4,5-Trichloronaphthalene | 2437-55-0 |  | N | N | Not Assigned | Accepted | 7/31/2015 12:52:27 PM
5380 | 1,4,6,7-Tetrachloronaphthalene | 55720-43-9 |  | N | N | Not Assigned | Accepted | 7/31/2015 12:52:26 PM
4837 | 1,4,6,7-Tetramethylnaphthalene | 13765-09-8 |  | N | N | Not Assigned | Accepted | 3/31/2014 9:00:00 AM
5417 | 1,4-Butanediol | 110-63-4 | 26823 | N | N | Not Assigned | Accepted | 12/10/2015 11:42:05 AM
5176 | 1,4-Cineole | 470-67-7 | 46680 | N | N | Not Assigned | Accepted | 4/14/2015 3:35:04 PM
85 | 1,4-Cyclohexanedione | 637-88-7 | 65946 | Y | N | Not Assigned | Accepted | 3/2/2007 8:39:37 AM
86 | 1,4-Dichloro-2-butene | 764-41-0 | 69567 | Y | N | Organics, Other | Accepted | 3/2/2007 8:39:38 AM
87 | 1,4-Dichloro-2-butyne | 821-10-3 | 71100 | Y | N | Not Assigned | Accepted | 3/2/2007 8:39:38 AM
3590 | 1,4-Dichlorobenzene-d4 | 3855-82-1 | 17295619 | N | N | Not Assigned | Accepted | 7/22/2014 12:00:00 AM
88 | 1,4-Dichlorobutane | 110-56-5 | 26757 | Y | N | Not Assigned | Accepted | 3/2/2007 8:39:38 AM
5381 | 1,4-Dichloronaphthalene | 1825-31-6 | 93005 | N | N | Not Assigned | Accepted | 7/31/2015 12:52:25 PM
3299 | 1,4-Difluorobenzene | 540-36-3 | 17295601 | N | N | Not Assigned | Accepted | 7/22/2014 12:00:00 AM
89 | 1,4-Dimethoxyanthracene | 13076-29-4 | 183863 | Y | N | Organics, Other | Accepted | 3/2/2007 8:39:38 AM
90 | 1,4-Dimethylnaphthalene | 571-58-4 | 54973 | Y | N | Organics, Pesticide | Accepted | 3/2/2007 8:39:38 AM
91 | 1,4-Dioxane | 123-91-1 | 33241 | Y | N | Organics, Other | Accepted | 3/2/2007 8:39:38 AM
5506 | 1,4-Dioxane-d8 |  |  | N | N | Organics, Other | Accepted | 12/21/2015 3:01:37 PM
92 | 1,4-Naphthoquinone | 130-15-4 | 35139 | Y | N | Organics, Pesticide | Accepted | 3/2/2007 8:39:38 AM
5382 | 1,5-Dichloronaphthalene | 1825-30-5 | 92999 | N | N | Not Assigned | Accepted | 7/31/2015 12:52:25 PM
3798 | 1,5-Dimethylnaphthalene | 571-61-9 | 54999 | N | N | Organics, Other | Accepted | 8/30/2012 9:23:01 AM
5418 | 1,5-Pentanediol | 111-29-5 | 27417 | N | N | Not Assigned | Accepted | 12/10/2015 11:42:05 AM
93 | 1,6,7-Trimethylnaphthalene | 2245-38-7 | 99366 | N | N | Not Assigned | Accepted | 7/22/2014 12:00:00 AM
121 | 1,6-Dimethylindan | 17059-48-2 | 711036 | Y | N | Not Assigned | Accepted | 3/2/2007 8:39:38 AM
94 | 1,6-Dimethylnaphthalene | 575-43-9 | 55178 | Y | N | Organics, Other | Accepted | 3/2/2007 8:39:38 AM
5419 | 1,6-Hexanediol | 629-11-8 | 64626 | N | N | Not Assigned | Accepted | 12/10/2015 11:42:05 AM
4838 | 1,7-Dimethylfluorene | 442-66-0 |  | N | N | Not Assigned | Accepted | 3/31/2014 9:00:00 AM
4839 | 1,7-Dimethylphenanthrene | 483-87-4 | 1735860 | N | N | Not Assigned | Accepted | 3/31/2014 9:00:00 AM
3623 | 1,7-Dimethylxanthine | 611-59-6 | 1736568 | N | N | Organics, Other | Accepted | 7/1/2011 4:35:59 PM
5420 | 1,7-Heptanediol | 629-30-1 |  | N | N | Not Assigned | Accepted | 12/10/2015 11:42:05 AM
5383 | 1,8-Dichloronaphthalene | 2050-74-0 | 96149 | N | N | Not Assigned | Accepted | 7/31/2015 12:52:24 PM
3799 | 1,8-Dimethylnaphthalene | 569-41-5 | 54908 | N | N | Organics, Other | Accepted | 8/30/2012 9:23:01 AM
4840 | 1,8-Dimethylphenanthrene | 7372-87-4 |  | N | N | Not Assigned | Accepted | 3/31/2014 9:00:00 AM
96 | 1,8-Naphthalic anhydride | 81-84-5 | 8995 | Y | N | Not Assigned | Accepted | 3/2/2007 8:39:38 AM
5421 | 1,8-Octanediol | 629-41-4 |  | N | N | Not Assigned | Accepted | 12/10/2015 11:42:05 AM
97 | 1,9-Nonanediol | 3937-56-2 | 120253 | Y | N | Not Assigned | Accepted | 3/2/2007 8:39:38 AM
2015 | 1-(2-Butoxyethoxy)ethanol | 54446-78-5 | 17163908 | Y | N | Not Assigned | Accepted | 3/2/2007 8:39:32 AM
3922 | 1-(3,4-dichlorophenyl)-3-methyl urea | 3567-62-2 |  | N | N | Organics, Pesticide | Accepted | 12/5/2012 11:36:01 AM
3876 | 1-(Aminomethyl)cyclohexaneacetic acid | 60142-96-3 | 1736682 | N | N | Organics, Pesticide | Accepted | 12/3/2012 3:47:14 PM
100 | 1-Bromo-2-chloroethane | 107-04-0 | 24091 | Y | N | Organics, Other | Accepted | 3/2/2007 8:39:38 AM
2146 | 1-Bromo-3-chloro-5,5-dimethyl-2,4-imidazolidinedione | 16079-88-2 | 203091 | Y | N | Organics, Pesticide | Accepted | 3/2/2007 8:39:38 AM
101 | 1-Bromobutane | 109-65-9 | 26013 | Y | N | Not Assigned | Accepted | 3/2/2007 8:39:38 AM
102 | 1-Butanol | 71-36-3 | 4739 | Y | N | Organics, Other | Accepted | 3/2/2007 8:39:38 AM
3013 | 1-Butene | 106-98-9 | 24034 | N | N | Organics, Other | Accepted | 7/3/2008 12:21:27 PM
6869 | 1-Butene, 3-methyl- | 563-45-1 | 54627 | N | N | Not Assigned | Accepted | 1/11/2018 10:06:52 AM
103 | 1-Butoxy-2-propanol | 5131-66-8 | 129601 | N | N | Not Assigned | Accepted | 7/22/2014 12:00:00 AM
6876 | 1-Butyne, 3,3-dimethyl- | 917-92-0 |  | N | N | Not Assigned | Accepted | 1/11/2018 10:06:52 AM
6872 | 1-Butyne, 3-chloro-3-methyl- | 1111-97-3 | 78170 | N | N | Not Assigned | Accepted | 1/11/2018 10:06:52 AM
1296 | 1-Chloro-2,2-dimethylpropane | 753-89-9 | 69096 | N | N | Not Assigned | Accepted | 3/2/2007 8:39:39 AM
105 | 1-Chloroanthraquinone | 82-44-0 | 9282 | Y | N | Not Assigned | Accepted | 3/2/2007 8:39:39 AM
106 | 1-Chlorobutane | 109-69-3 | 26054 | Y | N | Not Assigned | Accepted | 3/2/2007 8:39:39 AM
107 | 1-Chlorocyclohexene | 930-66-5 | 686477 | Y | N | Not Assigned | Accepted | 3/2/2007 8:39:39 AM
1394 | 1-Chlorohexane | 544-10-5 | 52704 | Y | N | Not Assigned | Accepted | 3/2/2007 8:39:39 AM
108 | 1-Chloronaphthalene | 90-13-1 | 12856 | Y | N | Organics, Other | Accepted | 3/2/2007 8:39:39 AM
109 | 1-Chloropropane | 540-54-5 | 51896 | Y | N | Not Assigned | Accepted | 3/2/2007 8:39:39 AM
5234 | 1-Cyclopentyl-4-n-octyldodecane | 1365526 |  | N | N | Not Assigned | Accepted | 4/23/2015 1:08:20 PM
3113 | 1-Decanesulfonic acid, 1,1,2,2,3,3,4,4,5,5,6,6,7,7,8,8,9,9,10,10,10-heneicosafluoro- | 335-77-3 | 42895 | N | N | Organics, Other | Accepted | 10/21/2008 1:46:28 PM
6681 | 1-Decanesulfonic acid, 3,3,4,4,5,5,6,6,7,7,8,8,9,9,10,10,10-heptadecafluoro- | 39108-34-4 | 1826299 | N | N | Not Assigned | Accepted | 7/19/2017 12:37:56 PM
110 | 1-Decanol | 112-30-1 | 28308 | Y | N | Not Assigned | Accepted | 3/2/2007 8:39:39 AM
111 | 1-Dodecanol | 112-53-8 | 28506 | Y | N | Not Assigned | Accepted | 3/2/2007 8:39:39 AM
2357 | 1-Eicosanol | 629-96-9 | 64980 | Y | N | Not Assigned | Accepted | 3/2/2007 8:39:39 AM
4508 | 1-Ethylnaphthalene | 1127-76-0 |  | N | N | Organics, Other | Accepted | 5/30/2013 8:42:18 AM
112 | 1-Heptadecanol | 1454-85-9 | 86942 | Y | N | Not Assigned | Accepted | 3/2/2007 8:39:39 AM
3112 | 1-Heptanesulfonic acid, 1,1,2,2,3,3,4,4,5,5,6,6,7,7,7-pentadecafluoro- | 375-92-8 | 44461 | N | N | Organics, Other | Accepted | 7/22/2014 12:00:00 AM
2179 | 1-Hexadecanol | 36653-82-4 | 271924 | Y | N | Not Assigned | Accepted | 3/2/2007 8:39:39 AM
5180 | 1-Hexadecene | 629-73-2 | 64881 | N | N | Not Assigned | Accepted | 4/14/2015 3:35:04 PM
113 | 1-Hexanol | 111-27-3 | 27391 | Y | N | Not Assigned | Accepted | 3/2/2007 8:39:39 AM
6870 | 1-Hexene | 592-41-6 | 57158 | N | N | Not Assigned | Accepted | 1/11/2018 10:06:52 AM
123 | 1-Hydroxychlordene | 2597-11-7 | 961698 | Y | N | Not Assigned | Accepted | 3/2/2007 8:39:39 AM
6885 | 1-Isobutoxy-2-ethylhexane | 1000139-90-3 |  | N | N | Not Assigned | Accepted | 1/11/2018 10:06:53 AM
128 | 1-Methoxy-2-butanol | 53778-73-7 | 299859 | Y | N | Not Assigned | Accepted | 3/2/2007 8:39:40 AM
5210 | 1-methyl-2-propyl-Cyclohexane | 4291-79-6 | 1734471 | N | N | Organics, Other | Accepted | 4/14/2015 3:35:05 PM
3803 | 1-Methylanthracene |  |  | N | N | Not Assigned | Accepted | 8/30/2012 9:23:02 AM
4841 | 1-Methylchrysene | 3351-28-8 | 1736104 | N | N | Not Assigned | Accepted | 3/31/2014 9:00:00 AM
124 | 1-Methylfluorene | 1730-37-6 | 91561 | Y | N | Organics, Other | Accepted | 3/2/2007 8:39:40 AM
1327 | 1-Methylindan | 767-58-8 | 709246 | Y | N | Not Assigned | Accepted | 3/2/2007 8:39:40 AM
125 | 1-Methylnaphthalene | 90-12-0 | 12849 | Y | N | Organics, Other | Accepted | 3/2/2007 8:39:40 AM
4865 | 1-Methylnaphthalene-D10 | 38072-94-5 |  | N | N | Not Assigned | Accepted | 5/1/2014 9:00:00 AM
126 | 1-Methylphenanthrene | 832-69-9 | 71852 | Y | N | Organics, Other | Accepted | 3/2/2007 8:39:40 AM
127 | 1-Methylpyrene | 2381-21-7 | 961656 | Y | N | Organics, Other | Accepted | 3/2/2007 8:39:40 AM
129 | 1-Naphthalenamine | 134-32-7 | 36087 | Y | N | Organics, Other | Accepted | 3/2/2007 8:39:40 AM
130 | 1-Naphthol | 90-15-3 | 12872 | Y | N | Organics, Pesticide | Accepted | 3/2/2007 8:39:40 AM
2979 | 1-Nitropyrene | 5522-43-0 | 133595 | Y | N | Not Assigned | Accepted | 1/9/2008 10:25:38 AM
5196 | 1-Nonadecene | 18435-45-5 | 211995 | N | N | Organics, Other | Accepted | 4/14/2015 3:35:04 PM
2022 | 1-Octadecene | 112-88-9 | 28779 | Y | N | Organics, Other | Accepted | 3/2/2007 8:39:40 AM
6680 | 1-Octanesulfonic acid, 3,3,4,4,5,5,6,6,7,7,8,8,8-tridecafluoro- | 27619-97-2 | 246447 | N | N | Not Assigned | Accepted | 7/19/2017 12:37:56 PM
3971 | 1-Octanol | 111-87-5 | 27953 | N | N | Organics, Pesticide | Accepted | 7/22/2014 12:00:00 AM
5594 | 1-Pentadecanethiol | 25276-70-4 |  | N | N | Not Assigned | Accepted | 1/4/2016 8:32:46 AM
5595 | 1-Pentadecene | 13360-61-7 | 185512 | N | N | Not Assigned | Accepted | 1/4/2016 8:32:46 AM
3972 | 1-Pentanol | 71-41-0 | 4747 | N | N | Not Assigned | Accepted | 12/19/2012 11:36:02 AM
131 | 1-Pentene | 109-67-1 | 26039 | Y | N | Not Assigned | Accepted | 3/2/2007 8:39:40 AM
3873 | 1-Phenethyl-4-(phenylpropionylamino)piperidine | 437-38-7 | 1736676 | N | N | Organics, Other | Accepted | 12/3/2012 3:47:14 PM
5222 | 1-phenyl-1H-Indene | 1961-96-2 |  | N | N | Not Assigned | Accepted | 4/23/2015 1:08:09 PM
2522 | 1-Phenylnaphthalene | 605-02-7 | 58750 | Y | N | Microbiological | Accepted | 3/2/2007 8:39:40 AM
136 | 1-Propanol | 71-23-8 | 4713 | Y | N | Not Assigned | Accepted | 3/2/2007 8:39:40 AM
3669 | 1-Tailed Critical (H) |  |  | N | N | Not Assigned | Accepted | 9/20/2011 1:59:50 PM
3670 | 1-Tailed Critical (W) |  |  | N | N | Not Assigned | Accepted | 9/20/2011 1:59:50 PM
2426 | 1-Tetradecanol | 112-72-1 | 28670 | Y | N | Not Assigned | Accepted | 3/2/2007 8:39:40 AM
2023 | 1-Tetradecene | 1120-36-1 | 78956 | Y | N | Not Assigned | Accepted | 3/2/2007 8:39:40 AM
4930 | 10,11-Dihydro-10-hydroxy Carbamazepine | 29331-92-8 |  | N | N | Organics, Other | Accepted | 6/19/2014 12:00:00 AM
3223 | 11-KetoTestosterone | 564-35-2 | 1736459 | N | N | Not Assigned | Accepted | 7/22/2014 12:00:00 AM
99 | 11-Tricosene | 52078-56-5 | 963207 | Y | N | Not Assigned | Accepted | 3/2/2007 8:39:38 AM
3804 | 11H-Benzo[a]fluorene | 238-84-6 | 17155243 | N | N | Not Assigned | Accepted | 8/30/2012 9:23:02 AM
3805 | 11H-Benzo[b]fluorene | 243-17-4 | 40782 | N | N | Not Assigned | Accepted | 8/30/2012 9:23:02 AM
5281 | 12-Chlorodehydroabietic acid | 65310-45-4 |  | N | N | Not Assigned | Accepted | 4/30/2015 9:53:49 AM
5270 | 13-C12-2,2',3,3',4,4',5,5',6,6'-DeCB | 105600-27-9 |  | N | N | Not Assigned | Accepted | 4/23/2015 2:18:08 PM
5271 | 13-C12-2,2',3,3',4,4',5,5',6-NoCB | 208263-75-6 |  | N | N | Not Assigned | Accepted | 4/23/2015 2:18:10 PM
5272 | 13-C12-2,2',3,3',5,5',6,6'-OcCB | 105600-26-8 |  | N | N | Not Assigned | Accepted | 4/23/2015 2:18:11 PM
5273 | 13-C12-2,2',3,4,4',5,5'-HpCB |  |  | N | N | Not Assigned | Accepted | 4/23/2015 2:18:13 PM
5274 | 13-C12-2,2',4,5,5'-PeCB | 104130-39-4 |  | N | N | Not Assigned | Accepted | 4/23/2015 2:18:14 PM
5275 | 13-C12-2,3',4,4',5-PeCB | 104130-40-7 |  | N | N | Not Assigned | Accepted | 4/23/2015 2:18:16 PM
5276 | 13-C12-2,4'-DiCB |  |  | N | N | Not Assigned | Accepted | 4/23/2015 2:18:17 PM
5277 | 13-C12-2,4,4'-TriCB | 208263-76-7 |  | N | N | Not Assigned | Accepted | 4/23/2015 2:18:19 PM
5278 | 13-C12-4-MoCB | 208263-77-8 |  | N | N | Not Assigned | Accepted | 4/23/2015 2:18:20 PM
6061 | 13C-Chlordane |  |  | N | N | Not Assigned | Accepted | 11/17/2016 1:40:13 PM
6060 | 13C-Chlor_tox |  |  | N | N | Not Assigned | Accepted | 11/17/2016 1:40:13 PM
6141 | 13C-gHCH (Lindane) | 104215-85-2 | 1827301 | N | N | Not Assigned | Accepted | 12/16/2016 11:34:45 AM
6062 | 13C-Lindane |  |  | N | N | Not Assigned | Accepted | 11/17/2016 1:40:13 PM
6063 | 13C-p,p'-DDE |  |  | N | N | Not Assigned | Accepted | 11/17/2016 1:40:13 PM
6960 | 13C-Triclosan |  |  | N | N | Not Assigned | Accepted | 1/31/2018 2:46:25 PM
5282 | 14-Chlorodehydroabietic acid | 65281-76-7 |  | N | N | Not Assigned | Accepted | 4/30/2015 9:53:49 AM
4030 | 16-Epiestriol-d2 | 366495-94-5 |  | N | N | Not Assigned | Accepted | 3/29/2013 8:42:18 AM
4569 | 17.alpha.-Dihydroequilin | 651-55-8 |  | N | N | Not Assigned | Accepted | 7/10/2013 11:19:06 AM
3624 | 17.alpha.-Estradiol | 57-91-0 |  | N | N | Organics, Other | Accepted | 7/1/2011 4:35:59 PM
4032 | 17.beta.-Estradiol-13C6 |  |  | N | N | Organics, Other | Accepted | 3/29/2013 8:42:18 AM
4033 | 17.beta.-Estradiol-d4 | 66789-03-5 |  | N | N | Organics, Other | Accepted | 3/29/2013 8:42:18 AM
3822 | 19-Norpregna-1,3,5(10)-trien-20-yne-3,17-diol,(17.alpha.)-***retired***use Ethinyl estradiol | 57-63-6 | 2626 | N | N | Not Assigned | Deprecated | 4/1/2013 1:00:00 AM
6740 | 1H-Benzimidazole-5-sulfonic acid, 2-phenyl- | 27503-81-7 | 245977 | N | N | Not Assigned | Accepted | 9/20/2017 7:06:51 AM
2417 | 1H-Benzimidazole-6-sulfonic acid, 2-phenyl- | 27503-81-7 | 245977 | N | N | Not Assigned | Accepted | 8/9/2016 9:02:16 AM
4961 | 1H-Benzotriazole, 5-chloro- | 94-97-3 | 15800 | N | N | Not Assigned | Accepted | 11/7/2014 6:57:54 AM
114 | 1H-Inden-1-one, 2,3-dihydro-3,3-dimethyl | 26465-81-6 | 967588 | Y | N | Not Assigned | Accepted | 1/7/2013 8:39:39 AM
4589 | 1H-Indene, 2,3-dihydro-1,2-dimethyl- | 17057-82-8 | 1734347 | N | N | Not Assigned | Accepted | 3/20/2015 8:31:46 AM
4986 | 1H-Indol-4-ol | 2380-94-1 |  | N | N | Not Assigned | Accepted | 11/21/2014 7:37:14 AM
4987 | 1H-Indol-5-ol | 1953-54-4 |  | N | N | Not Assigned | Accepted | 11/21/2014 8:22:52 AM
3794 | 1H-Pyrazole-3-carbonitrile, 5-amino-1-[2,6-dichloro-4-(trifluoromethyl)phenyl]-4-(trifluoromethyl)- | 205650-65-3 | 1735485 | N | N | Not Assigned | Accepted | 7/17/2012 3:30:17 PM
3014 | 1rs Cis-Permethrin | 61949-76-6 | 294827 | N | N | Organics, Pesticide | Accepted | 7/22/2014 12:00:00 AM
7672 | 2',3,4,4',5-Pentachlorobiphenyl-C13 | 208263-64-3 |  | N | N | Not Assigned | Accepted | 1/28/2019 3:58:24 PM
4962 | 2(3H)-Benzothiazolone | 934-34-9 | 74567 | N | N | Not Assigned | Accepted | 11/7/2014 6:57:54 AM
4145 | 2,2',3',4,5-Pentabromodiphenyl ether | 446254-64-4 |  | N | N | Organics, PCBs | Accepted | 5/29/2013 1:24:33 PM
4148 | 2,2',3',4,6-Pentabromodiphenyl ether | 38463-82-0 |  | N | N | Organics, PCBs | Accepted | 5/29/2013 1:24:49 PM
4105 | 2,2',3,3',4',5,6-Heptabromodiphenyl ether | 446255-23-8 |  | N | N | Organics, PCBs | Accepted | 5/29/2013 11:12:53 AM
3224 | 2,2',3,3',4,4',5,5',6-NOBDE***retired***use Nonabromophenoxybenzene | 63387-28-0 | 336842 | Y | N | Not Assigned | Deprecated | 3/31/2010 2:47:31 PM
140 | 2,2',3,3',4,4',5,5',6-Nonachlorobiphenyl | 40186-72-9 | 739359 | Y | N | Organics, PCBs | Accepted | 3/2/2007 8:39:41 AM
7685 | 2,2',3,3',4,4',5,5',6-Nonachlorobiphenyl-C13 | 208263-75-6 |  | N | N | Not Assigned | Accepted | 1/28/2019 3:58:24 PM
4094 | 2,2',3,3',4,4',5,5'-Octabromodiphenyl ether | 85446-17-9 |  | N | N | Organics, PCBs | Accepted | 5/29/2013 11:02:41 AM
141 | 2,2',3,3',4,4',5,5'-Octachlorobiphenyl | 35694-08-7 | 739177 | Y | N | Organics, PCBs | Accepted | 3/2/2007 8:39:41 AM
6250 | 2,2',3,3',4,4',5,6'-Octabromodiphenyl ether | 446255-39-6 | 1736971 | Y | N | Not Assigned | Accepted | 2/6/2017 12:00:00 AM
2509 | 2,2',3,3',4,4',5,6'-Octachlorobiphenyl | 42740-50-1 | 739466 | Y | N | Organics, PCBs | Accepted | 3/2/2007 8:39:41 AM
3225 | 2,2',3,3',4,4',5,6,6'-NOBDE***retired***use BDE-207 | 437701-79-6 | 1735471 | Y | N | Organics, PCBs | Deprecated | 4/1/2010 2:35:26 PM
142 | 2,2',3,3',4,4',5,6,6'-Nonachlorobiphenyl | 52663-79-3 | 739623 | Y | N | Organics, PCBs | Accepted | 3/2/2007 8:39:41 AM
2508 | 2,2',3,3',4,4',5,6-Octachlorobiphenyl | 52663-78-2 | 739615 | Y | N | Organics, PCBs | Accepted | 3/2/2007 8:39:41 AM
4095 | 2,2',3,3',4,4',5-Heptabromodiphenyl ether | 327185-13-7 |  | N | N | Organics, PCBs | Accepted | 1/30/2014 11:05:34 AM
143 | 2,2',3,3',4,4',5-Heptachlorobiphenyl | 35065-30-6 | 692475 | N | N | Organics, PCBs | Accepted | 7/22/2014 12:00:00 AM
2510 | 2,2',3,3',4,4',6,6'-Octachlorobiphenyl | 33091-17-7 | 739110 | Y | N | Organics, PCBs | Accepted | 3/2/2007 8:39:41 AM
4096 | 2,2',3,3',4,4',6-Heptabromodiphenyl ether | 446255-19-2 |  | N | N | Organics, PCBs | Accepted | 5/29/2013 11:06:50 AM
2504 | 2,2',3,3',4,4',6-Heptachlorobiphenyl | 52663-71-5 | 693663 | Y | N | Organics, PCBs | Accepted | 3/2/2007 8:39:41 AM
144 | 2,2',3,3',4,4'-Hexachlorobiphenyl | 38380-07-3 | 692848 | Y | N | Organics, PCBs | Accepted | 3/2/2007 8:39:41 AM
3226 | 2,2',3,3',4,4'-HXBDE***retired*** use Hexabromodiphenyl ether | 36483-60-0 | 271502 | Y | N | Not Assigned | Deprecated | 5/1/2013 2:35:26 PM
150 | 2,2',3,3',4,5',6'-Heptachlorobiphenyl | 52663-70-4 | 739540 | Y | N | Organics, PCBs | Accepted | 3/2/2007 8:39:41 AM
4101 | 2,2',3,3',4,5',6,6'-Octabromodiphenyl ether | 446255-50-1 |  | N | N | Organics, PCBs | Accepted | 5/29/2013 11:11:58 AM
149 | 2,2',3,3',4,5',6,6'-Octachlorobiphenyl | 40186-71-8 | 739342 | Y | N | Organics, PCBs | Accepted | 3/2/2007 8:39:41 AM
4104 | 2,2',3,3',4,5',6-Heptabromodiphenyl ether | 446255-22-7 |  | N | N | Organics, PCBs | Accepted | 5/29/2013 11:12:41 AM
152 | 2,2',3,3',4,5',6-Heptachlorobiphenyl | 40186-70-7 | 739334 | Y | N | Organics, PCBs | Accepted | 3/2/2007 8:39:41 AM
4107 | 2,2',3,3',4,5'-Hexabromodiphenyl ether | 446254-88-2 |  | N | N | Organics, PCBs | Accepted | 5/29/2013 11:13:16 AM
154 | 2,2',3,3',4,5'-Hexachlorobiphenyl | 52663-66-8 | 693648 | Y | N | Organics, PCBs | Accepted | 3/2/2007 8:39:42 AM
4098 | 2,2',3,3',4,5,5',6'-Octabromodiphenyl ether |  |  | N | N | Organics, PCBs | Accepted | 5/29/2013 11:11:09 AM
145 | 2,2',3,3',4,5,5',6'-Octachlorobiphenyl | 52663-75-9 | 739581 | Y | N | Organics, PCBs | Accepted | 3/2/2007 8:39:41 AM
3227 | 2,2',3,3',4,5,5',6,6'-NOBDE | 437701-78-5 |  | N | N | Organics, PCBs | Accepted | 7/22/2014 12:00:00 AM
2514 | 2,2',3,3',4,5,5',6,6'-Nonachlorobiphenyl | 52663-77-1 | 739607 | Y | N | Organics, PCBs | Accepted | 3/2/2007 8:39:41 AM
7686 | 2,2',3,3',4,5,5',6,6'-Nonachlorobiphenyl-C13 | 234432-92-9 |  | N | N | Not Assigned | Accepted | 1/28/2019 3:58:24 PM
4097 | 2,2',3,3',4,5,5',6-Octabromodiphenyl ether | 446255-42-1 |  | N | N | Organics, PCBs | Accepted | 5/29/2013 11:10:40 AM
146 | 2,2',3,3',4,5,5',6-Octachlorobiphenyl | 68194-17-2 | 740001 | Y | N | Organics, PCBs | Accepted | 3/2/2007 8:39:41 AM
4099 | 2,2',3,3',4,5,5'-Heptabromodiphenyl ether | 407606-59-1 |  | N | N | Organics, PCBs | Accepted | 5/29/2013 11:11:29 AM
147 | 2,2',3,3',4,5,5'-Heptachlorobiphenyl | 52663-74-8 | 739573 | Y | N | Organics, PCBs | Accepted | 3/2/2007 8:39:41 AM
4103 | 2,2',3,3',4,5,6'-Heptabromodiphenyl ether | 446255-21-6 |  | N | N | Organics, PCBs | Accepted | 5/29/2013 11:12:29 AM
153 | 2,2',3,3',4,5,6'-Heptachlorobiphenyl | 38411-25-5 | 739243 | Y | N | Organics, PCBs | Accepted | 3/2/2007 8:39:42 AM
4100 | 2,2',3,3',4,5,6,6'-Octabromodiphenyl ether | 446255-46-5 |  | N | N | Organics, PCBs | Accepted | 5/29/2013 11:11:42 AM
2511 | 2,2',3,3',4,5,6,6'-Octachlorobiphenyl | 52663-73-7 | 739565 | Y | N | Organics, PCBs | Accepted | 3/2/2007 8:39:41 AM
4102 | 2,2',3,3',4,5,6-Heptabromodiphenyl ether | 446255-20-5 |  | N | N | Organics, PCBs | Accepted | 5/29/2013 11:12:17 AM
151 | 2,2',3,3',4,5,6-Heptachlorobiphenyl | 68194-16-1 | 739995 | Y | N | Organics, PCBs | Accepted | 3/2/2007 8:39:42 AM
4106 | 2,2',3,3',4,5-Hexabromodiphenyl ether | 446254-87-1 |  | N | N | Organics, PCBs | Accepted | 5/29/2013 11:13:05 AM
155 | 2,2',3,3',4,5-Hexachlorobiphenyl | 55215-18-4 | 693945 | Y | N | Organics, PCBs | Accepted | 3/2/2007 8:39:42 AM
4111 | 2,2',3,3',4,6'-Hexabromodiphenyl ether | 446254-90-6 |  | N | N | Organics, PCBs | Accepted | 5/29/2013 11:16:14 AM
2499 | 2,2',3,3',4,6'-Hexachlorobiphenyl | 38380-05-1 | 739235 | Y | N | Organics, PCBs | Accepted | 3/2/2007 8:39:42 AM
4108 | 2,2',3,3',4,6,6'-Heptabromodiphenyl ether | 407606-61-5 |  | N | N | Organics, PCBs | Accepted | 5/29/2013 11:13:32 AM
2505 | 2,2',3,3',4,6,6'-Heptachlorobiphenyl | 52663-65-7 | 739516 | Y | N | Organics, PCBs | Accepted | 3/2/2007 8:39:42 AM
4109 | 2,2',3,3',4,6-Hexabromodiphenyl ether | 446254-89-3 |  | N | N | Organics, PCBs | Accepted | 5/29/2013 11:13:44 AM
156 | 2,2',3,3',4,6-Hexachlorobiphenyl | 61798-70-7 | 739862 | Y | N | Organics, PCBs | Accepted | 3/2/2007 8:39:42 AM
4333 | 2,2',3,3',4-PEBDE | 327185-11-5 |  | N | N | Organics, PCBs | Accepted | 7/22/2014 12:00:00 AM
4112 | 2,2',3,3',4-Pentabromodiphenyl ether | 327185-11-5 |  | N | N | Organics, PCBs | Accepted | 5/29/2013 11:16:26 AM
157 | 2,2',3,3',4-Pentachlorobiphenyl | 52663-62-4 | 739490 | Y | N | Organics, PCBs | Accepted | 3/2/2007 8:39:42 AM
4113 | 2,2',3,3',5,5',6,6'-Octabromodiphenyl ether | 67797-09-5 |  | N | N | Organics, PCBs | Accepted | 5/29/2013 11:17:00 AM
2512 | 2,2',3,3',5,5',6,6'-Octachlorobiphenyl | 2136-99-4 | 739060 | Y | N | Organics, PCBs | Accepted | 3/2/2007 8:39:42 AM
7683 | 2,2',3,3',5,5',6,6'-Octachlorobiphenyl-C13 | 105600-26-8 |  | N | N | Not Assigned | Accepted | 1/28/2019 3:58:24 PM
4114 | 2,2',3,3',5,5',6-Heptabromodiphenyl ether | 446255-24-9 |  | N | N | Organics, PCBs | Accepted | 5/29/2013 11:17:13 AM
158 | 2,2',3,3',5,5',6-Heptachlorobiphenyl | 52663-67-9 | 739524 | Y | N | Organics, PCBs | Accepted | 3/2/2007 8:39:42 AM
7678 | 2,2',3,3',5,5',6-Heptachlorobiphenyl-C13 | 232919-67-4 |  | N | N | Not Assigned | Accepted | 1/28/2019 3:58:24 PM
4115 | 2,2',3,3',5,5'-Hexabromodiphenyl ether | 446254-91-7 |  | N | N | Organics, PCBs | Accepted | 5/29/2013 11:17:26 AM
159 | 2,2',3,3',5,5'-Hexachlorobiphenyl | 35694-04-3 | 692517 | Y | N | Organics, PCBs | Accepted | 3/2/2007 8:39:42 AM
4119 | 2,2',3,3',5,6'-Hexabromodiphenyl ether | 446254-93-9 |  | N | N | Organics, PCBs | Accepted | 5/29/2013 11:19:02 AM
2500 | 2,2',3,3',5,6'-Hexachlorobiphenyl | 52744-13-5 | 693671 | Y | N | Organics, PCBs | Accepted | 3/2/2007 8:39:42 AM
4116 | 2,2',3,3',5,6,6'-Heptabromodiphenyl ether | 446255-25-0 |  | N | N | Organics, PCBs | Accepted | 5/29/2013 11:17:37 AM
160 | 2,2',3,3',5,6,6'-Heptachlorobiphenyl | 52663-64-6 | 693630 | Y | N | Organics, PCBs | Accepted | 3/2/2007 8:39:42 AM
4117 | 2,2',3,3',5,6-Hexabromodiphenyl ether | 446254-92-8 |  | N | N | Organics, PCBs | Accepted | 5/29/2013 11:18:14 AM
161 | 2,2',3,3',5,6-Hexachlorobiphenyl | 52704-70-8 | 739631 | Y | N | Organics, PCBs | Accepted | 3/2/2007 8:39:42 AM
4120 | 2,2',3,3',5-Pentabromodiphenyl ether | 446254-51-9 |  | N | N | Organics, PCBs | Accepted | 5/29/2013 11:19:13 AM
162 | 2,2',3,3',5-Pentachlorobiphenyl | 60145-20-2 | 739805 | Y | N | Organics, PCBs | Accepted | 3/2/2007 8:39:42 AM
4121 | 2,2',3,3',6,6'-Hexabromodiphenyl ether | 446254-94-0 |  | N | N | Organics, PCBs | Accepted | 5/29/2013 11:19:26 AM
163 | 2,2',3,3',6,6'-Hexachlorobiphenyl | 38411-22-2 | 692863 | Y | N | Organics, PCBs | Accepted | 3/2/2007 8:39:42 AM
2497 | 2,2',3,3',6-Pentachlorobiphenyl | 52663-60-2 | 693614 | Y | N | Organics, PCBs | Accepted | 3/2/2007 8:39:43 AM
4292 | 2,2',3,3'-TEBDE | 337513-77-6 |  | N | N | Organics, PCBs | Accepted | 7/22/2014 12:00:00 AM
4123 | 2,2',3,3'-Tetrabromodiphenyl ether | 337513-77-6 |  | N | N | Organics, PCBs | Accepted | 5/29/2013 11:20:30 AM
164 | 2,2',3,3'-Tetrachlorobiphenyl | 38444-93-8 | 692962 | Y | N | Organics, PCBs | Accepted | 3/2/2007 8:39:43 AM
4141 | 2,2',3,4',5',6-Hexabromodiphenyl ether | 446255-04-5 |  | N | N | Organics, PCBs | Accepted | 5/29/2013 1:24:25 PM
180 | 2,2',3,4',5',6-Hexachlorobiphenyl | 38380-04-0 | 692830 | Y | N | Organics, PCBs | Accepted | 3/2/2007 8:39:44 AM
186 | 2,2',3,4',5'-Pentachlorobiphenyl | 41464-51-1 | 693150 | Y | N | Organics, PCBs | Accepted | 3/2/2007 8:39:44 AM
4130 | 2,2',3,4',5,5',6-Heptabromodiphenyl ether | 446255-28-3 |  | N | N | Organics, PCBs | Accepted | 5/29/2013 1:23:18 PM
175 | 2,2',3,4',5,5',6-Heptachlorobiphenyl | 52663-68-0 | 693655 | Y | N | Organics, PCBs | Accepted | 3/2/2007 8:39:43 AM
4133 | 2,2',3,4',5,5'-Hexabromodiphenyl ether | 446255-02-3 |  | N | N | Organics, PCBs | Accepted | 5/29/2013 1:23:49 PM
177 | 2,2',3,4',5,5'-Hexachlorobiphenyl | 51908-16-8 | 739474 | Y | N | Organics, PCBs | Accepted | 3/2/2007 8:39:43 AM
4140 | 2,2',3,4',5,6'-Hexabromodiphenyl ether | 446255-03-4 |  | N | N | Organics, PCBs | Accepted | 5/29/2013 1:24:25 PM
181 | 2,2',3,4',5,6'-Hexachlorobiphenyl | 74472-41-6 | 740308 | Y | N | Organics, PCBs | Accepted | 3/2/2007 8:39:44 AM
4134 | 2,2',3,4',5,6,6'-Heptabromodiphenyl ether | 116995-32-5 |  | N | N | Organics, PCBs | Accepted | 5/29/2013 1:23:52 PM
179 | 2,2',3,4',5,6,6'-Heptachlorobiphenyl | 74487-85-7 | 740423 | Y | N | Organics, PCBs | Accepted | 3/2/2007 8:39:44 AM
7679 | 2,2',3,4',5,6,6'-Heptachlorobiphenyl-C13 | 234432-91-8 |  | N | N | Not Assigned | Accepted | 1/28/2019 3:58:24 PM
4136 | 2,2',3,4',5,6-Hexabromodiphenyl ether | 116995-33-6 |  | N | N | Organics, PCBs | Accepted | 5/29/2013 1:24:07 PM
183 | 2,2',3,4',5,6-Hexachlorobiphenyl | 68194-13-8 | 739961 | Y | N | Organics, PCBs | Accepted | 3/2/2007 8:39:44 AM
4144 | 2,2',3,4',5-Pentabromodiphenyl ether | 446254-57-5 |  | N | N | Organics, PCBs | Accepted | 5/29/2013 1:24:33 PM
188 | 2,2',3,4',5-Pentachlorobiphenyl | 68194-07-0 | 739912 | Y | N | Organics, PCBs | Accepted | 3/2/2007 8:39:44 AM
193 | 2,2',3,4',6'-Pentachlorobiphenyl | 60233-25-2 | 739854 | Y | N | Organics, PCBs | Accepted | 3/2/2007 8:39:45 AM
4147 | 2,2',3,4',6,6'-Hexabromodiphenyl ether |  |  | N | N | Organics, PCBs | Accepted | 5/29/2013 1:24:49 PM
190 | 2,2',3,4',6,6'-Hexachlorobiphenyl | 68194-08-1 | 739920 | Y | N | Organics, PCBs | Accepted | 3/2/2007 8:39:45 AM
4151 | 2,2',3,4',6-Pentabromodiphenyl ether | 446254-58-6 |  | N | N | Organics, PCBs | Accepted | 5/29/2013 1:24:56 PM
191 | 2,2',3,4',6-Pentachlorobiphenyl | 68194-05-8 | 695437 | Y | N | Organics, PCBs | Accepted | 3/2/2007 8:39:45 AM
4153 | 2,2',3,4'-Tetrabromodiphenyl ether | 446254-18-8 |  | N | N | Organics, PCBs | Accepted | 5/29/2013 1:24:57 PM
2487 | 2,2',3,4'-Tetrachlorobiphenyl | 36559-22-5 | 739185 | Y | N | Organics, PCBs | Accepted | 3/2/2007 8:39:45 AM
3229 | 2,2',3,4,4',5',6-Heptabromodiphenyl ether | 207122-16-5 | 1735455 | N | N | Organics, PCBs | Accepted | 4/1/2013 1:00:00 AM
168 | 2,2',3,4,4',5',6-Heptachlorobiphenyl | 52663-69-1 | 739532 | Y | N | Organics, PCBs | Accepted | 3/2/2007 8:39:43 AM
6260 | 2,2',3,4,4',5'-Hexabromodiphenyl ether | 182677-30-1 | 17026543 | Y | N | Organics, PCBs | Accepted | 2/6/2017 8:02:48 AM
169 | 2,2',3,4,4',5'-Hexachlorobiphenyl | 35065-28-2 | 692459 | N | N | Organics, PCBs | Accepted | 7/22/2014 12:00:00 AM
3444 | 2,2',3,4,4',5'-HXBDE/2,3,4,4',5,6-HxBDE |  |  | Y | N | Not Assigned | Accepted | 8/3/2010 9:32:14 AM
3228 | 2,2',3,4,4',5,5',6-OCBDE | 337513-72-1 | 1735467 | N | N | Organics, PCBs | Accepted | 7/22/2014 12:00:00 AM
6251 | 2,2',3,4,4',5,5',6-Octabromodiphenyl ether***retired***use 2,2',3,4,4',5,5',6-OCBDE | 337513-72-1 | 1735467 | Y | N | Not Assigned | Deprecated | 4/6/2017 8:02:45 AM
2513 | 2,2',3,4,4',5,5',6-Octachlorobiphenyl | 52663-76-0 | 739599 | Y | N | Organics, PCBs | Accepted | 3/2/2007 8:39:43 AM
4125 | 2,2',3,4,4',5,5'-Heptabromodiphenyl ether | 446255-26-1 |  | N | N | Organics, PCBs | Accepted | 5/29/2013 1:03:07 PM
7266 | 2,2',3,4,4',5,5'-Heptabromodiphenyl ether***retired***use BDE-180 | 446255-26-1 |  | N | N | Not Assigned | Deprecated | 8/20/2018 8:52:06 AM
165 | 2,2',3,4,4',5,5'-Heptachlorobiphenyl | 35065-29-3 | 692467 | Y | N | Organics, PCBs | Accepted | 3/2/2007 8:39:43 AM
4127 | 2,2',3,4,4',5,6'-Heptabromodiphenyl ether | 442690-45-1 |  | N | N | Organics, PCBs | Accepted | 5/29/2013 1:23:07 PM
2506 | 2,2',3,4,4',5,6'-Heptachlorobiphenyl | 60145-23-5 | 739839 | Y | N | Organics, PCBs | Accepted | 3/2/2007 8:39:43 AM
4126 | 2,2',3,4,4',5,6,6'-Octabromodiphenyl ether | 446255-54-5 |  | N | N | Organics, PCBs | Accepted | 5/29/2013 1:23:05 PM
166 | 2,2',3,4,4',5,6,6'-Octachlorobiphenyl | 74472-52-9 | 740407 | Y | N | Organics, PCBs | Accepted | 3/2/2007 8:39:43 AM
3230 | 2,2',3,4,4',5,6-Heptabromodiphenyl ether | 189084-67-1 | 1735453 | N | N | Organics, PCBs | Accepted | 4/1/2013 1:00:00 AM
167 | 2,2',3,4,4',5,6-Heptachlorobiphenyl | 74472-47-2 | 740357 | Y | N | Organics, PCBs | Accepted | 3/2/2007 8:39:43 AM
2501 | 2,2',3,4,4',5-Hexachlorobiphenyl | 35694-06-5 | 739169 | Y | N | Organics, PCBs | Accepted | 3/2/2007 8:39:43 AM
6243 | 2,2',3,4,4',6'-Hexabromodiphenyl ether | 243982-83-4 | 17026592 | Y | N | Organics, PCBs | Accepted | 2/6/2017 12:00:00 AM
171 | 2,2',3,4,4',6'-Hexachlorobiphenyl | 59291-64-4 | 739789 | Y | N | Organics, PCBs | Accepted | 3/2/2007 8:39:43 AM
170 | 2,2',3,4,4',6,6'-Heptachlorobiphenyl | 74472-48-3 | 740365 | Y | N | Organics, PCBs | Accepted | 3/2/2007 8:39:43 AM
4128 | 2,2',3,4,4',6-Hexabromodiphenyl ether | 446254-96-2 |  | N | N | Organics, PCBs | Accepted | 5/29/2013 1:23:18 PM
172 | 2,2',3,4,4',6-Hexachlorobiphenyl | 56030-56-9 | 739730 | Y | N | Organics, PCBs | Accepted | 3/2/2007 8:39:43 AM
173 | 2,2',3,4,4'-Pentachlorobiphenyl | 65510-45-4 | 695163 | Y | N | Organics, PCBs | Accepted | 3/2/2007 8:39:43 AM
4139 | 2,2',3,4,5',6-Hexabromodiphenyl ether | 446255-00-1 |  | N | N | Organics, PCBs | Accepted | 5/29/2013 1:24:25 PM
2502 | 2,2',3,4,5',6-Hexachlorobiphenyl | 68194-14-9 | 739979 | Y | N | Organics, PCBs | Accepted | 3/2/2007 8:39:44 AM
4143 | 2,2',3,4,5'-Pentabromodiphenyl ether | 446254-54-2 |  | N | N | Organics, PCBs | Accepted | 5/29/2013 1:24:27 PM
185 | 2,2',3,4,5'-Pentachlorobiphenyl | 38380-02-8 | 692822 | Y | N | Organics, PCBs | Accepted | 3/2/2007 8:39:45 AM
4129 | 2,2',3,4,5,5',6-Heptabromodiphenyl ether | 405237-86-7 |  | N | N | Organics, PCBs | Accepted | 5/29/2013 1:23:18 PM
174 | 2,2',3,4,5,5',6-Heptachlorobiphenyl | 52712-05-7 | 739656 | Y | N | Organics, PCBs | Accepted | 3/2/2007 8:39:43 AM
4131 | 2,2',3,4,5,5'-Hexabromodiphenyl ether | 446254-97-3 |  | N | N | Organics, PCBs | Accepted | 5/29/2013 1:23:32 PM
176 | 2,2',3,4,5,5'-Hexachlorobiphenyl | 52712-04-6 | 739649 | Y | N | Organics, PCBs | Accepted | 3/2/2007 8:39:44 AM
4138 | 2,2',3,4,5,6'-Hexabromodiphenyl ether | 446254-99-5 |  | N | N | Organics, PCBs | Accepted | 5/29/2013 1:24:15 PM
184 | 2,2',3,4,5,6'-Hexachlorobiphenyl | 68194-15-0 | 739987 | Y | N | Organics, PCBs | Accepted | 3/2/2007 8:39:44 AM
4135 | 2,2',3,4,5,6,6'-Heptabromodiphenyl ether | 446255-27-2 |  | N | N | Organics, PCBs | Accepted | 5/29/2013 1:24:07 PM
178 | 2,2',3,4,5,6,6'-Heptachlorobiphenyl | 74472-49-4 | 740373 | Y | N | Organics, PCBs | Accepted | 3/2/2007 8:39:44 AM
4137 | 2,2',3,4,5,6-Hexabromodiphenyl ether | 446254-98-4 |  | N | N | Organics, PCBs | Accepted | 5/29/2013 1:24:14 PM
182 | 2,2',3,4,5,6-Hexachlorobiphenyl | 41411-61-4 | 739367 | Y | N | Organics, PCBs | Accepted | 3/2/2007 8:39:44 AM
4142 | 2,2',3,4,5-Pentabromodiphenyl ether | 446254-53-1 |  | N | N | Organics, PCBs | Accepted | 5/29/2013 1:24:25 PM
187 | 2,2',3,4,5-Pentachlorobiphenyl | 55312-69-1 | 739698 | Y | N | Organics, PCBs | Accepted | 3/2/2007 8:39:45 AM
4150 | 2,2',3,4,6'-Pentabromodiphenyl ether | 446254-56-4 |  | N | N | Organics, PCBs | Accepted | 5/29/2013 1:24:56 PM
192 | 2,2',3,4,6'-Pentachlorobiphenyl | 73575-57-2 | 740191 | Y | N | Organics, PCBs | Accepted | 3/2/2007 8:39:45 AM
4146 | 2,2',3,4,6,6'-Hexabromodiphenyl ether | 446255-01-2 |  | N | N | Organics, PCBs | Accepted | 5/29/2013 1:24:49 PM
189 | 2,2',3,4,6,6'-Hexachlorobiphenyl | 74472-40-5 | 740290 | Y | N | Organics, PCBs | Accepted | 3/2/2007 8:39:45 AM
4149 | 2,2',3,4,6-Pentabromodiphenyl ether | 446254-55-3 |  | N | N | Organics, PCBs | Accepted | 5/29/2013 1:24:56 PM
194 | 2,2',3,4,6-Pentachlorobiphenyl | 55215-17-3 | 739680 | Y | N | Organics, PCBs | Accepted | 3/2/2007 8:39:45 AM
4152 | 2,2',3,4-Tetrabromodiphenyl ether | 337513-68-5 |  | N | N | Organics, PCBs | Accepted | 5/29/2013 1:24:56 PM
2486 | 2,2',3,4-Tetrachlorobiphenyl | 52663-59-9 | 693606 | Y | N | Organics, PCBs | Accepted | 3/2/2007 8:39:45 AM
4159 | 2,2',3,5',6-Pentabromodiphenyl ether | 446254-62-2 |  | N | N | Organics, PCBs | Accepted | 5/29/2013 1:25:08 PM
197 | 2,2',3,5',6-Pentachlorobiphenyl | 38379-99-6 | 692806 | Y | N | Organics, PCBs | Accepted | 3/2/2007 8:39:45 AM
4161 | 2,2',3,5'-Tetrabromodiphenyl ether | 446254-20-2 |  | N | N | Organics, PCBs | Accepted | 5/29/2013 1:25:20 PM
200 | 2,2',3,5'-Tetrachlorobiphenyl | 41464-39-5 | 693127 | Y | N | Organics, PCBs | Accepted | 3/2/2007 8:39:45 AM
4154 | 2,2',3,5,5',6-Hexabromodiphenyl ether | 446255-06-7 |  | N | N | Organics, PCBs | Accepted | 5/29/2013 1:25:07 PM
195 | 2,2',3,5,5',6-Hexachlorobiphenyl | 52663-63-5 | 739508 | Y | N | Organics, PCBs | Accepted | 3/2/2007 8:39:45 AM
4155 | 2,2',3,5,5'-Pentabromodiphenyl ether | 446254-59-7 |  | N | N | Organics, PCBs | Accepted | 5/29/2013 1:25:07 PM
2498 | 2,2',3,5,5'-Pentachlorobiphenyl | 52663-61-3 | 693622 | Y | N | Organics, PCBs | Accepted | 3/2/2007 8:39:45 AM
4157 | 2,2',3,5,6'-Pentabromodiphenyl ether | 446254-61-1 |  | N | N | Organics, PCBs | Accepted | 5/29/2013 1:25:07 PM
198 | 2,2',3,5,6'-Pentachlorobiphenyl | 73575-55-0 | 740175 | Y | N | Organics, PCBs | Accepted | 3/2/2007 8:39:45 AM
4156 | 2,2',3,5,6,6'-Hexabromodiphenyl ether | 446255-07-8 |  | N | N | Organics, PCBs | Accepted | 5/29/2013 1:25:07 PM
196 | 2,2',3,5,6,6'-Hexachlorobiphenyl | 68194-09-2 | 739938 | Y | N | Organics, PCBs | Accepted | 3/2/2007 8:39:45 AM
199 | 2,2',3,5,6-Pentachlorobiphenyl | 73575-56-1 | 740183 | Y | N | Organics, PCBs | Accepted | 3/2/2007 8:39:45 AM
4160 | 2,2',3,5-Tetrabromodiphenyl ether | 446254-19-9 |  | N | N | Organics, PCBs | Accepted | 5/29/2013 1:25:08 PM
201 | 2,2',3,5-Tetrachlorobiphenyl | 70362-46-8 | 740050 | Y | N | Organics, PCBs | Accepted | 3/2/2007 8:39:46 AM
4164 | 2,2',3,6'-Tetrabromodiphenyl ether | 446254-22-4 |  | N | N | Organics, PCBs | Accepted | 5/29/2013 1:25:39 PM
203 | 2,2',3,6'-Tetrachlorobiphenyl | 41464-47-5 | 739433 | Y | N | Organics, PCBs | Accepted | 3/2/2007 8:39:46 AM
4162 | 2,2',3,6,6'-Pentabromodiphenyl ether | 446254-63-3 |  | N | N | Organics, PCBs | Accepted | 5/29/2013 1:25:20 PM
202 | 2,2',3,6,6'-Pentachlorobiphenyl | 73575-54-9 | 740167 | Y | N | Organics, PCBs | Accepted | 3/2/2007 8:39:46 AM
4163 | 2,2',3,6-Tetrabromodiphenyl ether | 446254-21-3 |  | N | N | Organics, PCBs | Accepted | 5/29/2013 1:25:20 PM
204 | 2,2',3,6-Tetrachlorobiphenyl | 70362-45-7 | 740043 | Y | N | Organics, PCBs | Accepted | 3/2/2007 8:39:46 AM
2479 | 2,2',3-Trichlorobiphenyl | 38444-78-9 | 692897 | Y | N | Organics, PCBs | Accepted | 3/2/2007 8:39:46 AM
3279 | 2,2',4,4',5',6-HXBDE | 207122-15-4 | 17026584 | N | N | Organics, PCBs | Accepted | 7/22/2014 12:00:00 AM
4866 | 2,2',4,4',5,5'-Hexabromobiphenyl | 59080-40-9 | 17027418 | N | N | Not Assigned | Accepted | 5/1/2014 9:00:00 AM
205 | 2,2',4,4',5,5'-Hexachlorobiphenyl | 35065-27-1 | 692442 | N | N | Organics, PCBs | Accepted | 7/22/2014 12:00:00 AM
3073 | 2,2',4,4',5,5'-HXBDE | 68631-49-2 |  | Y | N | Organics, PCBs | Accepted | 6/15/2016 12:39:23 PM
7264 | 2,2',4,4',5,5'-HXBDE***retired***use BDE-153 | 68631-49-2 |  | N | N | Not Assigned | Deprecated | 8/20/2018 8:32:44 AM
6100 | 2,2',4,4',5,6'-hexabrominated diphenyl ether |  |  | N | N | Not Assigned | Accepted | 11/21/2016 3:29:50 PM
6244 | 2,2',4,4',5,6'-Hexabromodiphenyl ether***retired***use 2,2',4,4',5',6-HXBDE | 207122-15-4 | 17026584 | Y | N | Not Assigned | Deprecated | 4/6/2017 9:22:36 AM
206 | 2,2',4,4',5,6'-Hexachlorobiphenyl | 60145-22-4 | 739821 | Y | N | Organics, PCBs | Accepted | 3/2/2007 8:39:46 AM
7263 | 2,2',4,4',5,6-Hexabromodiphenyl ether***retired***use BDE-154 | 207122-15-4 |  | N | N | Not Assigned | Deprecated | 8/20/2018 8:28:58 AM
6245 | 2,2',4,4',5-Pentabromodiphenyl ether | 60348-60-9 | 17026857 | Y | N | Organics, PCBs | Accepted | 2/6/2017 12:00:00 AM
207 | 2,2',4,4',5-Pentachlorobiphenyl | 38380-01-7 | 692814 | Y | N | Organics, PCBs | Accepted | 3/2/2007 8:39:46 AM
208 | 2,2',4,4',6,6'-Hexachlorobiphenyl | 33979-03-2 | 692343 | Y | N | Organics, PCBs | Accepted | 3/2/2007 8:39:46 AM
7674 | 2,2',4,4',6,6'-Hexachlorobiphenyl-C13 | 234432-90-7 |  | N | N | Not Assigned | Accepted | 1/28/2019 3:58:24 PM
3237 | 2,2',4,4',6,6'-HXBDE |  |  | N | N | Organics, PCBs | Accepted | 7/22/2014 12:00:00 AM
6096 | 2,2',4,4',6-pentabrominated diphenyl ether |  |  | N | N | Organics, PCBs | Accepted | 11/21/2016 2:09:40 PM
6246 | 2,2',4,4',6-Pentabromodiphenyl ether | 189084-64-8 | 17026576 | Y | N | Organics, PCBs | Accepted | 2/6/2017 12:00:00 AM
209 | 2,2',4,4',6-Pentachlorobiphenyl | 39485-83-1 | 693036 | Y | N | Organics, PCBs | Accepted | 3/2/2007 8:39:46 AM
6095 | 2,2',4,4'-tetrabrominated diphenyl ether |  |  | N | N | Organics, PCBs | Accepted | 11/21/2016 1:13:57 PM
6247 | 2,2',4,4'-Tetrabromodiphenyl ether | 5436-43-1 | 17026675 | Y | N | Organics, PCBs | Accepted | 2/9/2017 3:32:12 PM
2488 | 2,2',4,4'-Tetrachlorobiphenyl | 2437-79-8 | 687640 | Y | N | Organics, PCBs | Accepted | 3/2/2007 8:39:46 AM
213 | 2,2',4,5',6-Pentachlorobiphenyl | 60145-21-3 | 739813 | Y | N | Organics, PCBs | Accepted | 3/2/2007 8:39:46 AM
3240 | 2,2',4,5'-TEBDE | 243982-82-3 | 1735423 | N | N | Organics, PCBs | Accepted | 7/22/2014 12:00:00 AM
6252 | 2,2',4,5'-Tetrabromodiphenyl ether***retired***use 2,2',4,5'-TEBDE | 243982-82-3 | 1735423 | Y | N | Not Assigned | Deprecated | 4/6/2017 7:59:34 AM
215 | 2,2',4,5'-Tetrachlorobiphenyl | 41464-40-8 | 693135 | Y | N | Organics, PCBs | Accepted | 3/2/2007 8:39:46 AM
211 | 2,2',4,5,5'-Pentachlorobiphenyl | 37680-73-2 | 692731 | Y | N | Organics, PCBs | Accepted | 3/2/2007 8:39:46 AM
214 | 2,2',4,5,6'-Pentachlorobiphenyl | 68194-06-9 | 739904 | Y | N | Organics, PCBs | Accepted | 3/2/2007 8:39:46 AM
2489 | 2,2',4,5-Tetrachlorobiphenyl | 70362-47-9 | 740068 | Y | N | Organics, PCBs | Accepted | 3/2/2007 8:39:47 AM
3241 | 2,2',4,6'-Tetrabromodiphenyl ether | 189084-57-9 | 1735425 | N | N | Organics, PCBs | Accepted | 4/1/2013 1:00:00 AM
217 | 2,2',4,6'-Tetrachlorobiphenyl | 68194-04-7 | 739896 | Y | N | Organics, PCBs | Accepted | 3/2/2007 8:39:47 AM
216 | 2,2',4,6,6'-Pentachlorobiphenyl | 56558-16-8 | 739748 | Y | N | Organics, PCBs | Accepted | 3/2/2007 8:39:47 AM
7667 | 2,2',4,6,6'-Pentachlorobiphenyl-C13 | 234432-89-4 |  | N | N | Not Assigned | Accepted | 1/28/2019 3:58:24 PM
218 | 2,2',4,6-Tetrachlorobiphenyl | 62796-65-0 | 739870 | Y | N | Organics, PCBs | Accepted | 3/2/2007 8:39:47 AM
3242 | 2,2',4-TRBDE | 147217-75-2 | 1735409 | N | N | Organics, PCBs | Accepted | 7/22/2014 12:00:00 AM
6253 | 2,2',4-Tribromodiphenyl ether***retired***use 2,2',4-TRBDE | 147217-75-2 | 1735409 | Y | N | Not Assigned | Deprecated | 4/6/2017 7:57:28 AM
219 | 2,2',4-Trichlorobiphenyl | 37680-66-3 | 692723 | Y | N | Organics, PCBs | Accepted | 3/2/2007 8:39:47 AM
220 | 2,2',5,5'-Tetrachlorobiphenyl | 35693-99-3 | 692509 | Y | N | Organics, PCBs | Accepted | 3/2/2007 8:39:47 AM
221 | 2,2',5,6'-Tetrachlorobiphenyl | 41464-41-9 | 693143 | Y | N | Organics, PCBs | Accepted | 3/2/2007 8:39:47 AM
222 | 2,2',5-Trichlorobiphenyl | 37680-65-2 | 692715 | Y | N | Organics, PCBs | Accepted | 3/2/2007 8:39:47 AM
223 | 2,2',6,6'-Tetrachlorobiphenyl | 15968-05-5 | 202531 | Y | N | Organics, PCBs | Accepted | 3/2/2007 8:39:47 AM
7692 | 2,2',6,6'-Tetrachlorobiphenyl-C13 | 234432-88-3 |  | N | N | Not Assigned | Accepted | 1/28/2019 3:58:24 PM
224 | 2,2',6-Trichlorobiphenyl | 38444-73-4 | 739250 | Y | N | Organics, PCBs | Accepted | 3/2/2007 8:39:47 AM
7681 | 2,2',6-Trichlorobiphenyl-C13 | 234432-87-2 |  | N | N | Not Assigned | Accepted | 1/28/2019 3:58:24 PM
226 | 2,2'-Biquinoline | 119-91-5 | 30932 | Y | N | Organics, Other | Accepted | 3/2/2007 8:39:47 AM
228 | 2,2'-Dichlorobenzophenone | 5293-97-0 | 961920 | Y | N | Not Assigned | Accepted | 3/2/2007 8:39:47 AM
2474 | 2,2'-Dichlorobiphenyl | 13029-08-8 | 690032 | Y | N | Organics, PCBs | Accepted | 3/2/2007 8:39:47 AM
7691 | 2,2'-Dichlorobiphenyl-C13 | 234432-86-1 |  | N | N | Not Assigned | Accepted | 1/28/2019 3:58:24 PM
5162 | 2,2'-[1,2 ethanediylbis(oxy)]bis-ethanol diacetate | 112-27-6 | 28282 | N | N | Not Assigned | Accepted | 4/14/2015 3:35:03 PM
4122 | 2,2,'3,3',6-Pentabromodiphenyl ether | 446254-52-0 |  | N | N | Organics, PCBs | Accepted | 5/29/2013 11:19:37 AM
212 | 2,2,4,5,6,7,8,8-Octachloro-2,3,3a,4,7,7a-hexahydro-4,7-methano-1H-indene | 5566-34-7 | 133777 | Y | N | Organics, Pesticide | Accepted | 3/2/2007 8:39:46 AM
2025 | 2,2,4-Trimethylpentane | 540-84-1 | 51961 | N | N | Organics, Other | Accepted | 3/2/2007 8:39:47 AM
225 | 2,2,6-Trimethylcyclohexanone | 2408-37-9 | 101501 | Y | N | Not Assigned | Accepted | 3/2/2007 8:39:47 AM
227 | 2,2-Dibromo-3-nitrilopropionamide | 10222-01-2 | 169524 | Y | N | Organics, Pesticide | Accepted | 3/2/2007 8:39:47 AM
229 | 2,2-Dichloropropane | 594-20-7 | 57604 | Y | N | Organics, Other | Accepted | 3/2/2007 8:39:47 AM
4857 | 2,2-Dimethylbutane | 75-83-2 | 5918 | N | N | Not Assigned | Accepted | 4/23/2014 9:00:00 AM
4858 | 2,2-Dimethylhexane | 590-73-8 | 685941 | N | N | Not Assigned | Accepted | 4/23/2014 9:00:00 AM
230 | 2,2-Dimethylpropane | 463-82-1 | 46524 | Y | N | Organics, PCBs | Accepted | 3/2/2007 8:39:48 AM
302 | 2,3 Dimethyloctane | 7146-60-3 | 689364 | Y | N | Organics, PCBs | Accepted | 3/2/2007 8:39:48 AM
274 | 2,3',4',5',6-Pentachlorobiphenyl | 74472-39-2 | 740282 | Y | N | Organics, PCBs | Accepted | 3/2/2007 8:39:50 AM
2496 | 2,3',4',5'-Tetrachlorobiphenyl | 70362-48-0 | 740076 | Y | N | Organics, PCBs | Accepted | 3/2/2007 8:39:51 AM
270 | 2,3',4',5,5'-Pentachlorobiphenyl | 70424-70-3 | 740134 | Y | N | Organics, PCBs | Accepted | 3/2/2007 8:39:50 AM
2493 | 2,3',4',5-Tetrachlorobiphenyl | 32598-11-1 | 692137 | Y | N | Organics, PCBs | Accepted | 3/2/2007 8:39:51 AM
3252 | 2,3',4',6-TEBDE | 189084-62-6 | 1735427 | N | N | Organics, PCBs | Accepted | 7/22/2014 12:00:00 AM
6254 | 2,3',4',6-Tetrabromodiphenyl ether***retired***use 2,3',4',6-TEBDE | 189084-62-6 | 1735427 | Y | N | Not Assigned | Deprecated | 4/6/2017 7:29:38 AM
2494 | 2,3',4',6-Tetrachlorobiphenyl | 41464-46-4 | 739425 | Y | N | Organics, PCBs | Accepted | 3/2/2007 8:39:51 AM
287 | 2,3',4'-Trichlorobiphenyl | 38444-86-9 | 692939 | Y | N | Organics, PCBs | Accepted | 3/2/2007 8:39:52 AM
262 | 2,3',4,4',5',6-Hexachlorobiphenyl | 59291-65-5 | 739797 | Y | N | Organics, PCBs | Accepted | 3/2/2007 8:39:50 AM
263 | 2,3',4,4',5'-Pentachlorobiphenyl | 65510-44-3 | 739888 | Y | N | Organics, PCBs | Accepted | 3/2/2007 8:39:50 AM
260 | 2,3',4,4',5,5'-Hexachlorobiphenyl | 52663-72-6 | 739557 | Y | N | Organics, PCBs | Accepted | 3/2/2007 8:39:50 AM
7676 | 2,3',4,4',5,5'-Hexachlorobiphenyl-C13 | 208263-69-8 |  | N | N | Not Assigned | Accepted | 1/28/2019 3:58:24 PM
3247 | 2,3',4,4',5-PEBDE | 60348-60-9 | 17026857 | N | N | Organics, PCBs | Accepted | 7/22/2014 12:00:00 AM
265 | 2,3',4,4',5-Pentachlorobiphenyl | 31508-00-6 | 692087 | Y | N | Organics, PCBs | Accepted | 3/2/2007 8:39:50 AM
7671 | 2,3',4,4',5-Pentachlorobiphenyl-C13 | 104130-40-7 |  | N | N | Not Assigned | Accepted | 1/28/2019 3:58:24 PM
3248 | 2,3',4,4',6-PEBDE***retired***use BDE-119 | 189084-66-0 | 1736146 | Y | N | Organics, PCBs | Deprecated | 4/6/2017 7:22:32 AM
3445 | 2,3',4,4',6-PEBDE/2,3',4,5,5'-PEBDE***retired***use BDE-119/120 |  |  | Y | N | Not Assigned | Deprecated | 5/3/2013 9:32:14 AM
6255 | 2,3',4,4',6-Pentabromodiphenyl ether***retired***use BDE-119 | 189084-64-8 | 17026576 | Y | N | Not Assigned | Deprecated | 4/6/2017 7:21:40 AM
267 | 2,3',4,4',6-Pentachlorobiphenyl | 56558-17-9 | 739755 | Y | N | Organics, PCBs | Accepted | 3/2/2007 8:39:50 AM
6097 | 2,3',4,4'-tetrabrominated diphenyl ether |  |  | N | N | Organics, PCBs | Accepted | 11/21/2016 3:39:11 PM
268 | 2,3',4,4'-Tetrachlorobiphenyl | 32598-10-0 | 692129 | Y | N | Organics, PCBs | Accepted | 3/2/2007 8:39:50 AM
272 | 2,3',4,5',6-Pentachlorobiphenyl | 56558-18-0 | 739763 | Y | N | Organics, PCBs | Accepted | 3/2/2007 8:39:50 AM
275 | 2,3',4,5'-Tetrachlorobiphenyl | 73575-52-7 | 740142 | Y | N | Organics, PCBs | Accepted | 3/2/2007 8:39:51 AM
3250 | 2,3',4,5,5'-PEBDE | 147217-75-2 |  | N | N | Organics, PCBs | Accepted | 7/22/2014 12:00:00 AM
269 | 2,3',4,5,5'-Pentachlorobiphenyl | 68194-12-7 | 695445 | Y | N | Organics, PCBs | Accepted | 3/2/2007 8:39:50 AM
277 | 2,3',4,5-Tetrachlorobiphenyl | 73575-53-8 | 740159 | Y | N | Organics, PCBs | Accepted | 3/2/2007 8:39:51 AM
283 | 2,3',4,6-Tetrachlorobiphenyl | 60233-24-1 | 739847 | Y | N | Organics, PCBs | Accepted | 3/2/2007 8:39:51 AM
3253 | 2,3',4-TRBDE | 147217-77-4 | 1735411 | N | N | Organics, PCBs | Accepted | 7/22/2014 12:00:00 AM
289 | 2,3',4-Trichlorobiphenyl | 55712-37-3 | 739714 | Y | N | Organics, PCBs | Accepted | 3/2/2007 8:39:52 AM
291 | 2,3',5',6-Tetrachlorobiphenyl | 74338-23-1 | 740209 | Y | N | Organics, PCBs | Accepted | 3/2/2007 8:39:52 AM
293 | 2,3',5'-Trichlorobiphenyl | 37680-68-5 | 739201 | Y | N | Organics, PCBs | Accepted | 3/2/2007 8:39:52 AM
2495 | 2,3',5,5'-Tetrachlorobiphenyl | 41464-42-0 | 739409 | Y | N | Organics, PCBs | Accepted | 3/2/2007 8:39:52 AM
295 | 2,3',5-Trichlorobiphenyl | 38444-81-4 | 692905 | Y | N | Organics, PCBs | Accepted | 3/2/2007 8:39:52 AM
2481 | 2,3',6-Trichlorobiphenyl | 38444-76-7 | 739268 | Y | N | Organics, PCBs | Accepted | 3/2/2007 8:39:52 AM
300 | 2,3'-Dichlorobiphenyl | 25569-80-6 | 711341 | Y | N | Organics, PCBs | Accepted | 3/2/2007 8:39:53 AM
244 | 2,3,3',4',5',6-Hexachlorobiphenyl | 74472-45-0 | 740340 | Y | N | Organics, PCBs | Accepted | 3/2/2007 8:39:48 AM
246 | 2,3,3',4',5'-Pentachlorobiphenyl | 76842-07-4 | 740431 | Y | N | Organics, PCBs | Accepted | 3/2/2007 8:39:49 AM
239 | 2,3,3',4',5,5',6-Heptachlorobiphenyl | 69782-91-8 | 740027 | Y | N | Organics, PCBs | Accepted | 3/2/2007 8:39:48 AM
241 | 2,3,3',4',5,5'-Hexachlorobiphenyl | 39635-34-2 | 739318 | Y | N | Organics, PCBs | Accepted | 3/2/2007 8:39:48 AM
2503 | 2,3,3',4',5,6-Hexachlorobiphenyl | 74472-44-9 | 740332 | Y | N | Organics, PCBs | Accepted | 3/2/2007 8:39:48 AM
248 | 2,3,3',4',5-Pentachlorobiphenyl | 70424-68-9 | 740118 | Y | N | Organics, PCBs | Accepted | 3/2/2007 8:39:49 AM
250 | 2,3,3',4',6-Pentachlorobiphenyl | 38380-03-9 | 739227 | N | N | Organics, PCBs | Accepted | 7/22/2014 12:00:00 AM
2490 | 2,3,3',4'-Tetrachlorobiphenyl | 41464-43-1 | 739417 | Y | N | Organics, PCBs | Accepted | 3/2/2007 8:39:49 AM
233 | 2,3,3',4,4',5',6-Heptachlorobiphenyl | 74472-50-7 | 740381 | Y | N | Organics, PCBs | Accepted | 3/2/2007 8:39:48 AM
234 | 2,3,3',4,4',5'-Hexachlorobiphenyl | 69782-90-7 | 740019 | Y | N | Organics, PCBs | Accepted | 3/2/2007 8:39:48 AM
3243 | 2,3,3',4,4',5,5',6-OCBDE | 446255-56-7 |  | N | N | Organics, PCBs | Accepted | 7/22/2014 12:00:00 AM
231 | 2,3,3',4,4',5,5',6-Octachlorobiphenyl | 74472-53-0 | 740415 | Y | N | Organics, PCBs | Accepted | 3/2/2007 8:39:48 AM
7684 | 2,3,3',4,4',5,5',6-Octachlorobiphenyl-C13 | 234446-64-1 |  | N | N | Not Assigned | Accepted | 1/28/2019 3:58:24 PM
232 | 2,3,3',4,4',5,5'-Heptachlorobiphenyl | 39635-31-9 | 739284 | Y | N | Organics, PCBs | Accepted | 3/2/2007 8:39:48 AM
7680 | 2,3,3',4,4',5,5'-Heptachlorobiphenyl-C13 | 208263-73-4 |  | N | N | Not Assigned | Accepted | 1/28/2019 3:58:24 PM
2507 | 2,3,3',4,4',5,6-Heptachlorobiphenyl | 41411-64-7 | 739391 | Y | N | Organics, PCBs | Accepted | 3/2/2007 8:39:48 AM
3244 | 2,3,3',4,4',5,6-HPBDE | 83992-70-5 |  | N | N | Organics, PCBs | Accepted | 7/22/2014 12:00:00 AM
235 | 2,3,3',4,4',5-Hexachlorobiphenyl | 38380-08-4 | 692855 | Y | N | Organics, PCBs | Accepted | 3/2/2007 8:39:48 AM
236 | 2,3,3',4,4',6-Hexachlorobiphenyl | 74472-42-7 | 740316 | Y | N | Organics, PCBs | Accepted | 3/2/2007 8:39:48 AM
3245 | 2,3,3',4,4'-PEBDE | 373594-78-6 | 1735435 | N | N | Organics, PCBs | Accepted | 7/22/2014 12:00:00 AM
237 | 2,3,3',4,4'-Pentachlorobiphenyl | 32598-14-4 | 692152 | Y | N | Organics, PCBs | Accepted | 3/2/2007 8:39:48 AM
7668 | 2,3,3',4,4'-Pentachlorobiphenyl-C13 | 208263-62-1 |  | N | N | Not Assigned | Accepted | 1/28/2019 3:58:24 PM
243 | 2,3,3',4,5',6-Hexachlorobiphenyl | 74472-43-8 | 740324 | Y | N | Organics, PCBs | Accepted | 3/2/2007 8:39:49 AM
245 | 2,3,3',4,5'-Pentachlorobiphenyl | 70362-41-3 | 740035 | Y | N | Organics, PCBs | Accepted | 3/2/2007 8:39:49 AM
238 | 2,3,3',4,5,5',6-Heptachlorobiphenyl | 74472-51-8 | 740399 | Y | N | Organics, PCBs | Accepted | 3/2/2007 8:39:48 AM
240 | 2,3,3',4,5,5'-Hexachlorobiphenyl | 39635-35-3 | 739326 | Y | N | Organics, PCBs | Accepted | 3/2/2007 8:39:48 AM
242 | 2,3,3',4,5,6-Hexachlorobiphenyl | 41411-62-5 | 739375 | Y | N | Organics, PCBs | Accepted | 3/2/2007 8:39:49 AM
247 | 2,3,3',4,5-Pentachlorobiphenyl | 70424-69-0 | 740126 | Y | N | Organics, PCBs | Accepted | 3/2/2007 8:39:49 AM
249 | 2,3,3',4,6-Pentachlorobiphenyl | 74472-35-8 | 740241 | Y | N | Organics, PCBs | Accepted | 3/2/2007 8:39:49 AM
251 | 2,3,3',4-Tetrachlorobiphenyl | 74338-24-2 | 740217 | Y | N | Organics, PCBs | Accepted | 3/2/2007 8:39:49 AM
255 | 2,3,3',5',6-Pentachlorobiphenyl | 68194-10-5 | 739946 | Y | N | Organics, PCBs | Accepted | 3/2/2007 8:39:49 AM
256 | 2,3,3',5'-Tetrachlorobiphenyl | 41464-49-7 | 739458 | Y | N | Organics, PCBs | Accepted | 3/2/2007 8:39:49 AM
252 | 2,3,3',5,5',6-Hexachlorobiphenyl | 74472-46-1 | 696070 | Y | N | Organics, PCBs | Accepted | 3/2/2007 8:39:49 AM
253 | 2,3,3',5,5'-Pentachlorobiphenyl | 39635-32-0 | 739292 | Y | N | Organics, PCBs | Accepted | 3/2/2007 8:39:49 AM
7669 | 2,3,3',5,5'-Pentachlorobiphenyl-C13 | 235416-29-2 |  | N | N | Not Assigned | Accepted | 1/28/2019 3:58:24 PM
254 | 2,3,3',5,6-Pentachlorobiphenyl | 74472-36-9 | 740258 | Y | N | Organics, PCBs | Accepted | 3/2/2007 8:39:49 AM
257 | 2,3,3',5-Tetrachlorobiphenyl | 70424-67-8 | 740100 | Y | N | Organics, PCBs | Accepted | 3/2/2007 8:39:49 AM
258 | 2,3,3',6-Tetrachlorobiphenyl | 74472-33-6 | 740225 | Y | N | Organics, PCBs | Accepted | 3/2/2007 8:39:49 AM
259 | 2,3,3'-Trichlorobiphenyl | 38444-84-7 | 692913 | Y | N | Organics, PCBs | Accepted | 3/2/2007 8:39:50 AM
5321 | 2,3,3-Trimethylpentane | 560-21-4 | 54486 | N | N | Not Assigned | Accepted | 5/28/2015 7:48:40 AM
273 | 2,3,4',5,6-Pentachlorobiphenyl | 68194-11-6 | 739953 | Y | N | Organics, PCBs | Accepted | 3/2/2007 8:39:51 AM
278 | 2,3,4',5-Tetrachlorobiphenyl | 74472-34-7 | 740233 | Y | N | Organics, PCBs | Accepted | 3/2/2007 8:39:51 AM
2492 | 2,3,4',6-Tetrachlorobiphenyl | 52663-58-8 | 739482 | Y | N | Organics, PCBs | Accepted | 3/2/2007 8:39:51 AM
286 | 2,3,4'-Trichlorobiphenyl | 38444-85-8 | 692921 | Y | N | Organics, PCBs | Accepted | 3/2/2007 8:39:52 AM
261 | 2,3,4,4',5,6-Hexachlorobiphenyl | 41411-63-6 | 739383 | Y | N | Organics, PCBs | Accepted | 3/2/2007 8:39:50 AM
264 | 2,3,4,4',5-Pentachlorobiphenyl | 74472-37-0 | 740266 | Y | N | Organics, PCBs | Accepted | 3/2/2007 8:39:50 AM
7670 | 2,3,4,4',5-Pentachlorobiphenyl-C13 | 208263-63-2 |  | N | N | Not Assigned | Accepted | 1/28/2019 3:58:24 PM
266 | 2,3,4,4',6-Pentachlorobiphenyl | 74472-38-1 | 740274 | Y | N | Organics, PCBs | Accepted | 3/2/2007 8:39:50 AM
2491 | 2,3,4,4'-Tetrachlorobiphenyl | 33025-41-1 | 692210 | Y | N | Organics, PCBs | Accepted | 3/2/2007 8:39:50 AM
3251 | 2,3,4,5,6-PEBDE |  |  | N | N | Organics, PCBs | Accepted | 7/22/2014 12:00:00 AM
6064 | 2,3,4,5,6-pentachloro-p-terphenyl |  |  | N | N | Not Assigned | Accepted | 11/17/2016 1:40:13 PM
271 | 2,3,4,5,6-Pentachlorobiphenyl | 18259-05-7 | 739086 | Y | N | Organics, PCBs | Accepted | 3/2/2007 8:39:51 AM
4229 | 2,3,4,5-Tetrachlorobenzenamine | 634-83-3 |  | N | N | Organics, Pesticide | Accepted | 5/30/2013 8:42:18 AM
276 | 2,3,4,5-Tetrachlorobiphenyl | 33284-53-6 | 739136 | Y | N | Organics, PCBs | Accepted | 3/2/2007 8:39:51 AM
279 | 2,3,4,5-Tetrachlorophenol | 4901-51-3 | 128272 | Y | N | Organics, Other | Accepted | 3/2/2007 8:39:51 AM
280 | 2,3,4,6,7,8-Hexachlorodibenzofuran | 60851-34-5 | 317966 | Y | N | Organics, Other | Accepted | 3/2/2007 8:39:51 AM
3059 | 2,3,4,6,7,8-Hexachlorodibenzofuran-C13 | 116843-05-1 |  | Y | N | Organics, Other | Accepted | 6/17/2016 2:19:16 PM
281 | 2,3,4,6,7-Pentachlorodibenzofuran | 57117-43-8 | 963397 | Y | N | Not Assigned | Accepted | 3/2/2007 8:39:51 AM
282 | 2,3,4,6-Tetrachlorobiphenyl | 54230-22-7 | 739672 | Y | N | Organics, PCBs | Accepted | 3/2/2007 8:39:51 AM
284 | 2,3,4,6-Tetrachlorophenol | 58-90-2 | 2931 | Y | N | Organics, Other | Accepted | 3/2/2007 8:39:51 AM
3454 | 2,3,4,6-Tetrachlorophenol/2,3,5,6-Tetrachlorophenol |  |  | Y | N | Organics, Other | Accepted | 8/3/2010 9:32:15 AM
285 | 2,3,4,7,8-Pentachlorodibenzofuran | 57117-31-4 | 308809 | Y | N | Organics, Other | Accepted | 3/2/2007 8:39:52 AM
3062 | 2,3,4,7,8-Pentachlorodibenzofuran-C13 | 116843-02-8 |  | Y | N | Not Assigned | Accepted | 6/17/2016 2:19:16 PM
288 | 2,3,4-Trichlorobiphenyl | 55702-46-0 | 739706 | Y | N | Organics, PCBs | Accepted | 3/2/2007 8:39:52 AM
3195 | 2,3,4-Trichlorophenol | 15950-66-0 | 202390 | Y | N | Organics, Other | Accepted | 3/25/2010 9:08:30 AM
6977 | 2,3,4-Trifluorotoluene | 193533-92-5 |  | N | N | Not Assigned | Accepted | 2/1/2018 11:48:16 AM
5322 | 2,3,4-Trimethylpentane | 565-75-3 | 54858 | N | N | Not Assigned | Accepted | 5/28/2015 7:48:41 AM
290 | 2,3,5,6-Tetrachlorobiphenyl | 33284-54-7 | 739144 | Y | N | Organics, PCBs | Accepted | 3/2/2007 8:39:52 AM
292 | 2,3,5,6-Tetrachlorophenol | 935-95-5 | 74658 | Y | N | Organics, Other | Accepted | 3/2/2007 8:39:52 AM
294 | 2,3,5-Trichlorobiphenyl | 55720-44-0 | 739722 | Y | N | Organics, PCBs | Accepted | 3/2/2007 8:39:52 AM
6984 | 2,3,5-Trichlorophenol | 933-78-8 | 74526 | N | N | Not Assigned | Accepted | 5/22/2018 11:43:06 AM
5223 | 2,3,5-trimethyl-Phenanthrene | 3674-73-5 |  | N | N | Not Assigned | Accepted | 4/23/2015 1:08:10 PM
3814 | 2,3,5-Trimethylnaphthalene***retired***use 1,6,7-Trimethylnaphthalene | 2245-38-7 | 99366 | N | N | Not Assigned | Deprecated | 4/1/2013 1:00:00 AM
6941 | 2,3,6,7-Tetrachloronaphthalene | 34588-40-4 |  | N | N | Not Assigned | Accepted | 1/30/2018 6:25:24 PM
2480 | 2,3,6-Trichlorobiphenyl | 55702-45-9 | 693994 | Y | N | Organics, PCBs | Accepted | 3/2/2007 8:39:52 AM
5384 | 2,3,6-Trichloronaphthalene | 55720-40-6 |  | N | N | Not Assigned | Accepted | 7/31/2015 12:52:23 PM
296 | 2,3,6-Trichlorophenol | 933-75-5 | 74518 | N | N | Organics, Other | Accepted | 7/22/2014 12:00:00 AM
297 | 2,3,6-Trimethylnaphthalene | 829-26-5 | 71704 | Y | N | Organics, Other | Accepted | 3/2/2007 8:39:52 AM
299 | 2,3,7,8-Tetrachlorodibenzo-p-dioxin | 1746-01-6 | 91918 | Y | N | Organics, Other | Accepted | 3/2/2007 8:39:53 AM
3379 | 2,3,7,8-Tetrachlorodibenzo-p-dioxin, TEQ | 1746-01-7 | 17134024 | N | N | Organics, Other | Accepted | 7/22/2014 12:00:00 AM
3057 | 2,3,7,8-Tetrachlorodibenzo-p-dioxin-C13 | 76523-40-5 |  | Y | N | Not Assigned | Accepted | 6/17/2016 2:19:16 PM
3056 | 2,3,7,8-Tetrachlorodibenzo-p-dioxin-Cl37 | 85508-50-5 |  | Y | N | Not Assigned | Accepted | 6/17/2016 2:19:16 PM
298 | 2,3,7,8-Tetrachlorodibenzofuran | 51207-31-9 | 291005 | Y | N | Organics, Other | Accepted | 3/2/2007 8:39:53 AM
3028 | 2,3,7,8-Tetrachlorodibenzofuran-C13 | 89059-46-1 |  | Y | N | Not Assigned | Accepted | 6/17/2016 2:19:16 PM
2026 | 2,3-Dibromopropionic acid | 600-05-5 | 58370 | Y | N | Not Assigned | Accepted | 3/2/2007 8:39:53 AM
6888 | 2,3-Dichloroaniline | 608-27-5 | 59147 | N | N | Not Assigned | Accepted | 1/11/2018 10:06:53 AM
2475 | 2,3-Dichlorobiphenyl | 16605-91-7 | 690511 | Y | N | Organics, PCBs | Accepted | 3/2/2007 8:39:53 AM
5385 | 2,3-Dichloronaphthalene | 2050-75-1 | 96156 | N | N | Not Assigned | Accepted | 7/31/2015 12:52:22 PM
3015 | 2,3-Dichlorophenol | 576-24-9 | 55210 | N | N | Organics, Other | Accepted | 7/22/2014 12:00:00 AM
301 | 2,3-Dichloropropene | 78-88-6 | 7401 | Y | N | Organics, Other | Accepted | 3/2/2007 8:39:53 AM
2027 | 2,3-Dimethyl-3-hexanol | 4166-46-5 | 17163924 | Y | N | Not Assigned | Accepted | 3/2/2007 8:39:53 AM
4859 | 2,3-Dimethylbutane | 79-29-8 | 7732 | N | N | Not Assigned | Accepted | 4/23/2014 9:00:00 AM
4226 | 2,3-Dimethylnaphthalene | 581-40-8 |  | N | N | Organics, Other | Accepted | 7/22/2014 12:00:00 AM
4860 | 2,3-Dimethylpentane | 565-59-3 | 54817 | N | N | Not Assigned | Accepted | 4/23/2014 9:00:00 AM
5224 | 2,3-Dimethylphenanthrene | 3674-65-5 |  | N | N | Organics, Other | Accepted | 4/23/2015 1:08:11 PM
5103 | 2,3-Dimethylpyridine | 583-61-9 | 55772 | N | N | Not Assigned | Accepted | 3/23/2015 7:47:20 AM
2483 | 2,4',5-Trichlorobiphenyl | 16606-02-3 | 690529 | Y | N | Organics, PCBs | Accepted | 3/2/2007 8:39:54 AM
3256 | 2,4',6-TRBDE | 83694-71-7 | 1735407 | N | N | Organics, PCBs | Accepted | 7/22/2014 12:00:00 AM
2484 | 2,4',6-Trichlorobiphenyl | 38444-77-8 | 692889 | Y | N | Organics, PCBs | Accepted | 3/2/2007 8:39:54 AM
3258 | 2,4'-DIBDE | 147217-71-8 | 1735399 | N | N | Organics, PCBs | Accepted | 7/22/2014 12:00:00 AM
327 | 2,4'-Dichlorobiphenyl | 34883-43-7 | 692426 | Y | N | Organics, PCBs | Accepted | 3/2/2007 8:39:55 AM
303 | 2,4,4',5-Tetrachlorobiphenyl | 32690-93-0 | 692178 | Y | N | Organics, PCBs | Accepted | 3/2/2007 8:39:53 AM
3254 | 2,4,4',6-TEBDE | 189084-63-7 | 1735429 | N | N | Organics, PCBs | Accepted | 7/22/2014 12:00:00 AM
304 | 2,4,4',6-Tetrachlorobiphenyl | 32598-12-2 | 739094 | Y | N | Organics, PCBs | Accepted | 3/2/2007 8:39:53 AM
3446 | 2,4,4'-TRBDE/2',3,4-TRBDE***retired***use BDE-28/33 |  |  | Y | N | Organics, PCBs | Deprecated | 5/3/2013 9:32:14 AM
6248 | 2,4,4'-Tribromodiphenyl ether | 41318-75-6 | 17026832 | Y | N | Organics, PCBs | Accepted | 2/9/2017 3:32:59 PM
305 | 2,4,4'-Trichlorobiphenyl | 7012-37-5 | 689331 | N | N | Organics, PCBs | Accepted | 7/22/2014 12:00:00 AM
7688 | 2,4,4'-Trichlorobiphenyl-C13 | 208263-76-7 |  | N | N | Not Assigned | Accepted | 1/28/2019 3:58:24 PM
306 | 2,4,5-T | 93-76-5 | 15065 | Y | N | Organics, Pesticide | Accepted | 3/2/2007 8:39:53 AM
307 | 2,4,5-T + Silvex |  | 966754 | Y | N | Organics, Pesticide | Accepted | 3/2/2007 8:39:53 AM
308 | 2,4,5-T isooctyl ester | 25168-15-4 | 230599 | Y | N | Organics, Pesticide | Accepted | 3/2/2007 8:39:53 AM
309 | 2,4,5-T isopropyl ester | 93-78-7 | 960864 | N | N | Organics, Pesticide | Accepted | 7/22/2014 12:00:00 AM
310 | 2,4,5-TB | 93-80-1 | 960872 | N | N | Organics, Pesticide | Accepted | 7/22/2014 12:00:00 AM
2482 | 2,4,5-Trichlorobiphenyl | 15862-07-4 | 690370 | Y | N | Organics, PCBs | Accepted | 3/2/2007 8:39:54 AM
312 | 2,4,5-Trichlorophenol | 95-95-4 | 16519 | N | N | Organics, Pesticide | Accepted | 7/22/2014 12:00:00 AM
7283 | 2,4,5-Trichlorophenoxyacetic acid-d4 | 358731-37-0 |  | N | N | Not Assigned | Accepted | 9/10/2018 8:44:33 AM
313 | 2,4,5-Trichlorophenoxypropanoic acid | 29990-39-4 | 962944 | N | N | Not Assigned | Accepted | 7/22/2014 12:00:00 AM
5213 | 2,4,5-Trimethylaniline | 137-17-7 | 17002536 | N | N | Not Assigned | Accepted | 4/14/2015 3:35:05 PM
649 | 2,4,5-Trimethylbenzoic acid | 528-90-5 | 961169 | Y | N | Not Assigned | Accepted | 3/2/2007 8:39:54 AM
3257 | 2,4,6-TRBDE | 155999-95-4 | 1735413 | N | N | Organics, PCBs | Accepted | 7/22/2014 12:00:00 AM
4227 | 2,4,6-Tribromoanisole | 607-99-8 |  | N | N | Not Assigned | Accepted | 5/30/2013 8:42:18 AM
6257 | 2,4,6-Tribromodiphenyl ether***retired***use 2,4,6-TRBDE | 155999-95-4 | 1735413 | Y | N | Not Assigned | Deprecated | 4/6/2017 7:17:49 AM
314 | 2,4,6-Tribromophenol | 118-79-6 | 30379 | Y | N | Not Assigned | Accepted | 3/2/2007 8:39:54 AM
5600 | 2,4,6-trichloro-p-terphenyl |  |  | N | N | Not Assigned | Accepted | 1/8/2016 12:20:40 PM
5318 | 2,4,6-Trichloroanisole | 87-40-1 | 708560 | N | N | Not Assigned | Accepted | 5/22/2015 7:38:49 AM
315 | 2,4,6-Trichlorobiphenyl | 35693-92-6 | 692491 | Y | N | Organics, PCBs | Accepted | 3/2/2007 8:39:54 AM
2980 | 2,4,6-Trichloronitrobenzene | 18708-70-8 | 212696 | Y | N | Not Assigned | Accepted | 1/9/2008 10:25:38 AM
316 | 2,4,6-Trichlorophenol | 88-06-2 | 11536 | Y | N | Organics, Pesticide | Accepted | 3/2/2007 8:39:54 AM
317 | 2,4,6-Trimethylbenzoic acid | 480-63-7 | 47118 | Y | N | Not Assigned | Accepted | 3/2/2007 8:39:54 AM
318 | 2,4,6-Trimethylphenol | 527-60-6 | 50278 | Y | N | Organics, Other | Accepted | 3/2/2007 8:39:54 AM
5767 | 2,4,6-Trinitro-5-tert-butyl-m-xylene | 81-15-2 | 8623 | N | N | Not Assigned | Accepted | 11/9/2016 1:42:45 PM
3784 | 2,4,6-Trinitrophenylmethylnitramine***retired*** use Tetryl | 479-45-8 | 47050 | N | N | Organics, Other | Deprecated | 6/30/2014 1:24:29 PM
319 | 2,4,6-Tris(tert-butyl)phenol | 732-26-3 | 68965 | Y | N | Not Assigned | Accepted | 3/2/2007 8:39:54 AM
320 | 2,4-D | 94-75-7 | 15651 | Y | N | Organics, Pesticide | Accepted | 3/2/2007 8:39:54 AM
3107 | 2,4-D 2-butoxyethyl ester | 1929-73-3 | 94441 | N | N | Organics, Pesticide | Accepted | 10/21/2008 1:21:14 PM
321 | 2,4-D 2-ethylhexyl ester | 1928-43-4 | 94383 | N | N | Organics, Pesticide | Accepted | 3/2/2007 8:39:54 AM
3106 | 2,4-D dimethylamine salt | 2008-39-1 | 95380 | N | N | Organics, Pesticide | Accepted | 10/21/2008 1:21:14 PM
322 | 2,4-D isobutyl ester | 1713-15-1 | 91314 | Y | N | Organics, Pesticide | Accepted | 3/2/2007 8:39:54 AM
323 | 2,4-D isopropyl ester | 94-11-1 | 15289 | N | N | Organics, Pesticide | Accepted | 7/22/2014 12:00:00 AM
5323 | 2,4-D methyl ester | 1928-38-7 | 94375 | N | N | Organics, Pesticide | Accepted | 5/28/2015 7:48:41 AM
324 | 2,4-D sec-butyl ester | 94-79-1 | 15677 | N | N | Not Assigned | Accepted | 3/2/2007 8:39:55 AM
865 | 2,4-D, salts and esters |  | 650051 | N | N | Not Assigned | Accepted | 9/23/2016 9:21:01 AM
5137 | 2,4-D, triisopropanolamine salt | 18584-79-7 | 261826 | N | N | Not Assigned | Accepted | 4/1/2015 3:21:13 PM
3826 | 2,4-D-13C6 | 150907-52-1 |  | N | N | Organics, Pesticide | Accepted | 7/22/2014 12:00:00 AM
325 | 2,4-DB | 94-82-6 | 15701 | Y | N | Organics, Pesticide | Accepted | 3/2/2007 8:39:55 AM
3259 | 2,4-DIBDE |  |  | N | N | Organics, PCBs | Accepted | 7/22/2014 12:00:00 AM
6258 | 2,4-Dibromodiphenyl ether***retired***use 2,4'-DIBDE | 147217-71-8 | 1735399 | Y | N | Not Assigned | Deprecated | 4/6/2017 7:15:09 AM
2028 | 2,4-Dibromophenol | 615-58-7 | 60798 | Y | N | Not Assigned | Accepted | 3/2/2007 8:39:55 AM
328 | 2,4-Dichlorobiphenyl | 33284-50-3 | 692251 | Y | N | Organics, PCBs | Accepted | 3/2/2007 8:39:55 AM
329 | 2,4-Dichloronitrobenzene | 611-06-3 | 59816 | Y | N | Not Assigned | Accepted | 3/2/2007 8:39:55 AM
330 | 2,4-Dichlorophenol | 120-83-2 | 31443 | N | N | Organics, Pesticide | Accepted | 7/22/2014 12:00:00 AM
5493 | 2,4-Dichlorophenol-d3 |  |  | N | N | Not Assigned | Accepted | 12/21/2015 3:01:37 PM
7284 | 2,4-Dichlorophenoxy-3,5,6-d3-acetic-d2 acid | 352438-69-8 |  | N | N | Not Assigned | Accepted | 9/10/2018 8:44:33 AM
3680 | 2,4-Dichlorophenylacetic acid | 19719-28-9 | 17126848 | N | N | Organics, Other | Accepted | 7/22/2014 12:00:00 AM
4842 | 2,4-Dimethyldibenzothiophene | 31317-18-7 | 1736086 | N | N | Not Assigned | Accepted | 3/31/2014 9:00:00 AM
4861 | 2,4-Dimethylpentane | 108-08-7 | 24836 | N | N | Not Assigned | Accepted | 4/23/2014 9:00:00 AM
331 | 2,4-Dimethylphenol | 105-67-9 | 22970 | N | N | Organics, Pesticide | Accepted | 7/22/2014 12:00:00 AM
5106 | 2,4-Dimethylpyridine | 108-47-4 | 25148 | N | N | Not Assigned | Accepted | 3/24/2015 7:31:56 AM
332 | 2,4-Dinitrophenol | 51-28-5 | 1313 | Y | N | Organics, Other | Accepted | 3/2/2007 8:39:55 AM
333 | 2,4-Dinitrotoluene | 121-14-2 | 31575 | N | N | Organics, Other | Accepted | 7/22/2014 12:00:00 AM
334 | 2,4-Toluenediamine | 95-80-7 | 16410 | Y | N | Not Assigned | Accepted | 3/2/2007 8:39:55 AM
4219 | 2,5,2',5'-Tetrachlorobiphenyl***retired***use 2,2',4,4'-Tetrachlorobiphenyl |  |  | N | N | Not Assigned | Deprecated | 6/15/2016 2:42:18 PM
4228 | 2,5-Dichloroaniline | 95-82-9 |  | N | N | Not Assigned | Accepted | 5/30/2013 8:42:18 AM
2476 | 2,5-Dichlorobiphenyl | 34883-39-1 | 692418 | Y | N | Organics, PCBs | Accepted | 3/2/2007 8:39:55 AM
336 | 2,5-Dichlorophenol | 583-78-8 | 55822 | Y | N | Not Assigned | Accepted | 3/2/2007 8:39:55 AM
337 | 2,5-Diethyltetrahydrofuran | 41239-48-9 | 282905 | Y | N | Not Assigned | Accepted | 3/2/2007 8:39:55 AM
5225 | 2,5-Dimethyl phenanthrene | 3674-66-6 |  | N | N | Not Assigned | Accepted | 4/23/2015 1:08:12 PM
5208 | 2,5-dimethyl-Undecane | 17301-22-3 | 1734353 | N | N | Organics, Other | Accepted | 4/14/2015 3:35:05 PM
7113 | 2,5-Dimethylbenzaldehyde | 5779-94-2 | 524669926 | N | N | Not Assigned | Accepted | 6/7/2018 8:49:38 AM
338 | 2,5-Dimethylfuran | 625-86-5 | 63578 | Y | N | Not Assigned | Accepted | 3/2/2007 8:39:55 AM
5204 | 2,5-Dimethylheptane | 2216-30-0 | 687517 | N | N | Not Assigned | Accepted | 4/14/2015 3:35:05 PM
7245 | 2,5-Dimethylstyrene | 2039-89-6 |  | N | N | Not Assigned | Accepted | 8/13/2018 9:02:06 AM
339 | 2,5-Dimethylthiophene | 638-02-8 | 961219 | Y | N | Not Assigned | Accepted | 3/2/2007 8:39:56 AM
6901 | 2,6,10-trimethyldodecane |  |  | N | N | Not Assigned | Accepted | 1/26/2018 5:36:19 PM
6940 | 2,6,10-trimethyltridecane | 3891-99-4 |  | N | N | Not Assigned | Accepted | 1/30/2018 6:25:24 PM
5209 | 2,6,11-trimethyl-Dodecane | 31295-56-4 | 1734431 | N | N | Not Assigned | Accepted | 4/14/2015 3:35:05 PM
2149 | 2,6-Di-tert-butyl-p-cresol | 128-37-0 | 34496 | Y | N | Organics, Other | Accepted | 3/2/2007 8:39:56 AM
4538 | 2,6-Di-tert-butylbenzoquinone | 719-22-2 | 68775 | N | N | Not Assigned | Accepted | 7/10/2013 11:19:06 AM
4532 | 2,6-Di-tert-butylphenol | 128-39-2 | 34504 | N | N | Not Assigned | Accepted | 7/10/2013 11:19:06 AM
3260 | 2,6-DIBDE | 51930-04-2 | 1735401 | N | N | Not Assigned | Accepted | 7/22/2014 12:00:00 AM
6259 | 2,6-Dibromodiphenyl ether***retired***use 2,6-DIBDE | 51930-04-2 | 1735401 | Y | N | Not Assigned | Deprecated | 4/6/2017 6:57:46 AM
451 | 2,6-Dichloro-4-methylphenol | 2432-12-4 | 102038 | N | N | Not Assigned | Accepted | 7/22/2014 12:00:00 AM
4889 | 2,6-Dichlorobenzamide | 2008-58-4 | 961573 | N | N | Organics, Pesticide | Accepted | 5/13/2014 9:00:00 AM
2477 | 2,6-Dichlorobiphenyl | 33146-45-1 | 692236 | Y | N | Organics, PCBs | Accepted | 3/2/2007 8:39:56 AM
340 | 2,6-Dichlorophenol | 87-65-0 | 11312 | Y | N | Organics, Other | Accepted | 3/2/2007 8:39:56 AM
341 | 2,6-Dichlorotoluene | 118-69-4 | 30312 | Y | N | Not Assigned | Accepted | 3/2/2007 8:39:56 AM
342 | 2,6-Diethylaniline | 579-66-8 | 55400 | Y | N | Organics, Pesticide | Accepted | 3/2/2007 8:39:56 AM
343 | 2,6-Dimethylnaphthalene | 581-42-0 | 55525 | Y | N | Organics, Other | Accepted | 3/2/2007 8:39:56 AM
4867 | 2,6-Dimethylnaphthalene-D12 | 350820-12-1 |  | N | N | Not Assigned | Accepted | 5/1/2014 9:00:00 AM
5197 | 2,6-dimethyloct-7-en-2-ol | 18479-58-8 | 212217 | N | N | Not Assigned | Accepted | 4/14/2015 3:35:04 PM
4843 | 2,6-Dimethylphenanthrene | 17980-16-4 |  | N | N | Not Assigned | Accepted | 3/31/2014 9:00:00 AM
5107 | 2,6-Dimethylpyridine | 108-48-5 | 25155 | N | N | Not Assigned | Accepted | 3/24/2015 7:31:57 AM
7244 | 2,6-Dimethylundecane | 17301-23-4 |  | N | N | Not Assigned | Accepted | 8/13/2018 9:01:08 AM
344 | 2,6-Dinitro-p-cresol | 609-93-8 | 59543 | Y | N | Not Assigned | Accepted | 3/2/2007 8:39:56 AM
345 | 2,6-Dinitrotoluene | 606-20-2 | 58875 | N | N | Organics, Other | Accepted | 7/22/2014 12:00:00 AM
4216 | 2,7+2,6-Dimethylnaphthalene |  |  | N | N | Not Assigned | Accepted | 5/30/2013 8:42:18 AM
5194 | 2,7,8-trimethyl-2-(4,8,12-trimethyltridecyl)chroma | 7616-22-0 | 151829 | N | N | Not Assigned | Accepted | 4/14/2015 3:35:04 PM
346 | 2,7-Dimethylnaphthalene | 582-16-1 | 55566 | Y | N | Not Assigned | Accepted | 3/2/2007 8:39:56 AM
5186 | 2,7-Dimethylphenanthrene | 1576-69-8 | 88971 | N | N | Not Assigned | Accepted | 4/14/2015 3:35:04 PM
5235 | 2,8-Dimethyldibenzothiophene | 1207-15-4 |  | N | N | Not Assigned | Accepted | 4/23/2015 1:08:21 PM
5596 | 2- Chloropropionic acid, hexadecyl ester | 86711-81-1 |  | N | N | Not Assigned | Accepted | 1/4/2016 8:32:46 AM
139 | 2-(Methylthio)benzothiazole | 615-22-5 | 60632 | N | N | Organics, Other | Accepted | 3/2/2007 8:39:40 AM
2943 | 2-(Nonylphenoxy)ethanol | 27986-36-3 | 247510 | N | N | Not Assigned | Accepted | 3/2/2007 8:39:40 AM
3137 | 2-(p-iodophenyl)-3-(p-nitrophenyl)-5-phenyltetrazolium chloride |  |  | N | N | Not Assigned | Accepted | 11/24/2009 6:40:35 PM
3957 | 2-(p-tert-Butylphenoxy)cyclohexanol |  |  | Y | N | Not Assigned | Accepted | 9/10/2014 12:00:00 AM
347 | 2-Acetylaminofluorene | 53-96-3 | 1719 | N | N | Organics, Other | Accepted | 7/22/2014 12:00:00 AM
348 | 2-Amino-4,6-dinitrotoluene | 35572-78-2 | 963017 | Y | N | Organics, Other | Accepted | 3/2/2007 8:39:56 AM
4909 | 2-Amino-5-Methylbenzoic Acid | 2941-78-8 |  | N | N | Organics, Other | Accepted | 6/6/2014 12:00:00 AM
5164 | 2-Aminoanthraquinone | 117-79-3 | 29918 | N | N | Not Assigned | Accepted | 4/14/2015 3:35:04 PM
4960 | 2-Aminobenzothiazole | 136-95-8 | 36772 | N | N | Not Assigned | Accepted | 11/7/2014 6:57:54 AM
1675 | 2-Bromo-1,1-dichloroethane | 683-53-4 | 67397 | N | N | Not Assigned | Accepted | 9/23/2016 9:21:01 AM
104 | 2-Bromo-1-chloropropane | 3017-95-6 | 110338 | Y | N | Not Assigned | Accepted | 3/2/2007 8:39:56 AM
2292 | 2-Bromopropanoic acid | 598-72-1 | 58156 | N | N | Not Assigned | Accepted | 9/13/2016 2:49:38 PM
349 | 2-Butanol | 78-92-2 | 7435 | Y | N | Organics, Other | Accepted | 3/2/2007 8:39:57 AM
5499 | 2-Butanone-d5 |  |  | N | N | Organics, Other | Accepted | 12/21/2015 3:01:37 PM
351 | 2-Butoxy-2-oxoethyl butyl phthalate | 85-70-1 | 10496 | N | N | Not Assigned | Accepted | 7/22/2014 12:00:00 AM
352 | 2-Butyloctanol | 3913-02-8 | 120089 | Y | N | Not Assigned | Accepted | 3/2/2007 8:39:57 AM
4 | 2-Chloro-1-phenylethanol | 1674-30-2 | 961524 | Y | N | Not Assigned | Accepted | 3/2/2007 8:39:57 AM
3955 | 2-Chloro-2',6'-diethylacetanilide |  |  | Y | N | Not Assigned | Accepted | 9/10/2014 12:00:00 AM
353 | 2-Chloro-4,6-diamino-s-triazine | 3397-62-4 | 115386 | N | N | Organics, Pesticide | Accepted | 7/22/2014 12:00:00 AM
877 | 2-Chloro-4-isopropylamino-6-amino-s-triazine | 6190-65-4 | 775908 | Y | N | Organics, Pesticide | Accepted | 3/2/2007 8:39:57 AM
5094 | 2-Chlorobenzaldehyde | 89-98-5 | 12757 | N | N | Not Assigned | Accepted | 3/10/2015 12:01:17 PM
354 | 2-Chlorobenzothiazole | 615-20-3 | 60616 | Y | N | Not Assigned | Accepted | 3/2/2007 8:39:57 AM
355 | 2-Chlorobiphenyl | 2051-60-7 | 687368 | Y | N | Organics, PCBs | Accepted | 3/2/2007 8:39:57 AM
7682 | 2-Chlorobiphenyl-C13 | 234432-85-0 |  | N | N | Not Assigned | Accepted | 1/28/2019 3:58:24 PM
2032 | 2-Chlorocyclohexanol | 1561-86-0 | 687012 | Y | N | Not Assigned | Accepted | 3/2/2007 8:39:57 AM
356 | 2-Chloroethanol | 107-07-3 | 24125 | Y | N | Not Assigned | Accepted | 3/2/2007 8:39:57 AM
357 | 2-Chloroethyl vinyl ether | 110-75-8 | 26948 | Y | N | Organics, Other | Accepted | 3/2/2007 8:39:57 AM
358 | 2-Chloronaphthalene | 91-58-7 | 13532 | Y | N | Organics, Other | Accepted | 3/2/2007 8:39:57 AM
4868 | 2-Chloronaphthalene-D7 | 93951-84-9 |  | N | N | Not Assigned | Accepted | 5/1/2014 9:00:00 AM
3686 | 2-Chlorophenol-d4 | 93951-73-6 | 17295635 | Y | N | Organics, Other | Accepted | 11/29/2011 1:31:15 PM
359 | 2-Chloropropane | 75-29-6 | 5488 | Y | N | Not Assigned | Accepted | 3/2/2007 8:39:57 AM
798 | 2-Chlorosyringaldehyde | 76341-69-0 | 588236 | N | N | Not Assigned | Accepted | 3/2/2007 8:39:57 AM
360 | 2-Choro-6-ethylamino-4-amino-s-triazine | 1007-28-9 | 775775 | Y | N | Organics, Pesticide | Accepted | 3/2/2007 8:39:57 AM
2033 | 2-Cyclohexen-1-ol | 822-67-3 | 709287 | Y | N | Not Assigned | Accepted | 3/2/2007 8:39:57 AM
2034 | 2-Cyclohexen-1-one | 930-68-7 | 74310 | Y | N | Not Assigned | Accepted | 3/2/2007 8:39:58 AM
851 | 2-Cyclohexylidenecyclohexanone | 1011-12-7 | 76554 | Y | N | Not Assigned | Accepted | 3/2/2007 8:39:58 AM
2035 | 2-Decanone | 693-54-9 | 67876 | Y | N | Not Assigned | Accepted | 3/2/2007 8:39:58 AM
5593 | 2-Dimethylamino quinoline | 21154-18-7 |  | N | N | Not Assigned | Accepted | 1/4/2016 8:25:09 AM
4869 | 2-Ethoxy-d5-phenol | 117320-30-6 |  | N | N | Not Assigned | Accepted | 5/1/2014 9:00:00 AM
361 | 2-Ethoxyethanol | 110-80-5 | 26989 | Y | N | Organics, Pesticide | Accepted | 3/2/2007 8:39:58 AM
363 | 2-Ethyl-1,3-hexanediol | 94-96-2 | 15792 | N | N | Organics, Pesticide | Accepted | 3/2/2007 8:39:58 AM
375 | 2-Ethyl-2-methyl-1,3-dioxolane | 126-39-6 | 33852 | N | N | Not Assigned | Accepted | 3/2/2007 8:39:58 AM
365 | 2-Ethyl-4-methyl-1,3-dioxolane | 4359-46-0 | 961821 | N | N | Not Assigned | Accepted | 3/2/2007 8:39:58 AM
4988 | 2-Ethyl-4-methyl-1-pentanol | 106-67-2 | 23796 | N | N | Not Assigned | Accepted | 11/21/2014 7:37:15 AM
3948 | 2-Ethyl-6-methylaniline |  |  | Y | N | Not Assigned | Accepted | 9/10/2014 12:00:00 AM
362 | 2-Ethyl-m-xylene | 2870-04-4 | 108175 | Y | N | Not Assigned | Accepted | 3/2/2007 8:39:58 AM
364 | 2-Ethyl-p-xylene | 1758-88-9 | 92098 | Y | N | Not Assigned | Accepted | 3/2/2007 8:39:58 AM
366 | 2-Ethylhexanoic acid | 149-57-5 | 39925 | Y | N | Not Assigned | Accepted | 3/2/2007 8:39:58 AM
367 | 2-Ethylhexanol | 104-76-7 | 22327 | Y | N | Not Assigned | Accepted | 3/2/2007 8:39:58 AM
2430 | 2-Ethylhexyl diphenyl phosphate | 1241-94-7 | 81539 | Y | N | Not Assigned | Accepted | 3/2/2007 8:39:58 AM
7603 | 2-ethylidene-1,5-dimethyl-3,3-diphenylpyrrolidine | 30223-73-5 |  | N | N | Organics, Other | Accepted | 12/18/2018 10:17:09 AM
368 | 2-Ethylnaphthalene | 939-27-5 | 74807 | Y | N | Organics, Other | Accepted | 3/2/2007 8:39:58 AM
2036 | 2-Fluoro-4-nitrophenol potassium salt | 21571-34-6 | 17163866 | Y | N | Not Assigned | Accepted | 3/2/2007 8:39:58 AM
2037 | 2-Fluoro-6-nitrophenol | 1526-17-6 | 17163783 | Y | N | Not Assigned | Accepted | 3/2/2007 8:39:58 AM
369 | 2-Fluorobiphenyl | 321-60-8 | 42317 | Y | N | Not Assigned | Accepted | 3/2/2007 8:39:58 AM
3973 | 2-Heptanone | 110-43-0 | 26658 | N | N | Not Assigned | Accepted | 12/19/2012 11:36:02 AM
4087 | 2-Hexanol | 626-93-7 | 63925 | N | N | Not Assigned | Accepted | 5/1/2013 8:42:18 AM
370 | 2-Hexanone | 591-78-6 | 57000 | Y | N | Organics, Other | Accepted | 3/2/2007 8:39:59 AM
5501 | 2-Hexanone-d5 |  |  | N | N | Not Assigned | Accepted | 12/21/2015 3:01:37 PM
2038 | 2-Hydroxy-4-methoxybenzophenone | 131-57-7 | 35444 | Y | N | Organics, Other | Accepted | 3/2/2007 8:39:59 AM
4611 | 2-Hydroxyatrazine | 2163-68-0 | 17123530 | N | N | Organics, Pesticide | Accepted | 8/1/2013 11:19:06 AM
5187 | 2-Isopropylnaphthalene | 2027-17-0 | 95570 | N | N | Not Assigned | Accepted | 4/14/2015 3:35:04 PM
371 | 2-Methoxyethanol | 109-86-4 | 26211 | N | N | Not Assigned | Accepted | 3/2/2007 8:39:59 AM
372 | 2-Methyl-1,3-dioxolane | 497-26-7 | 48025 | N | N | Not Assigned | Accepted | 3/2/2007 8:39:59 AM
4091 | 2-Methyl-1,3-pentanediol | 149-31-5 | 1714709 | N | N | Not Assigned | Accepted | 5/1/2013 8:42:18 AM
3974 | 2-Methyl-1-butanol | 137-32-6 | 36947 | N | N | Not Assigned | Accepted | 12/19/2012 11:36:02 AM
373 | 2-Methyl-1-phenyl-1-butene | 56253-64-6 | 963371 | Y | N | Not Assigned | Accepted | 3/2/2007 8:39:59 AM
374 | 2-Methyl-2-butanol | 75-85-4 | 5934 | Y | N | Organics, Other | Accepted | 3/2/2007 8:39:59 AM
437 | 2-Methyl-3-butyn-2-ol | 115-19-5 | 29058 | Y | N | Not Assigned | Accepted | 3/2/2007 8:39:59 AM
5087 | 2-Methyl-3-nitroaniline | 603-83-8 | 17003161 | N | N | Not Assigned | Accepted | 3/10/2015 12:01:13 PM
376 | 2-Methyl-3-pentanol | 565-67-3 | 961177 | N | N | Not Assigned | Accepted | 3/2/2007 8:39:59 AM
377 | 2-Methyl-3-pentanone | 565-69-5 | 685883 | N | N | Not Assigned | Accepted | 3/2/2007 8:39:59 AM
378 | 2-Methyl-4-octanone | 7492-38-8 | 962019 | Y | N | Not Assigned | Accepted | 3/2/2007 8:39:59 AM
379 | 2-Methyl-5-nitroaniline | 99-55-8 | 18754 | Y | N | Organics, Other | Accepted | 3/2/2007 8:39:59 AM
5167 | 2-methyl-Pentanal | 123-15-9 | 32805 | N | N | Not Assigned | Accepted | 4/14/2015 3:35:04 PM
380 | 2-Methylanthracene | 613-12-7 | 60178 | Y | N | Organics, Other | Accepted | 3/2/2007 8:39:59 AM
5182 | 2-Methylbiphenyl | 643-58-3 | 66324 | N | N | Not Assigned | Accepted | 4/14/2015 3:35:04 PM
381 | 2-Methylbutanal | 96-17-3 | 16667 | Y | N | Not Assigned | Accepted | 3/2/2007 8:39:59 AM
382 | 2-Methylbutane | 78-78-4 | 7310 | Y | N | Organics, Other | Accepted | 3/2/2007 8:39:59 AM
383 | 2-Methylcyclohexanone | 583-60-8 | 55764 | Y | N | Not Assigned | Accepted | 3/2/2007 8:39:59 AM
384 | 2-Methylcyclopentanone | 1120-72-5 | 79020 | Y | N | Not Assigned | Accepted | 3/2/2007 8:40:00 AM
5192 | 2-Methyldecane | 6975-98-0 | 146498 | N | N | Not Assigned | Accepted | 4/14/2015 3:35:04 PM
3800 | 2-Methyldibenzothiophene | 20928-02-3 | 1736106 | N | N | Not Assigned | Accepted | 8/30/2012 9:23:01 AM
4822 | 2-Methyldibenzothiophenes/3-Methyldibenzothiophenes |  |  | N | N | Not Assigned | Accepted | 3/31/2014 9:00:00 AM
5236 | 2-Methyleicosane | 1560-84-5 |  | N | N | Not Assigned | Accepted | 4/23/2015 1:08:22 PM
4870 | 2-Methylfluoranthene | 33543-31-6 | 5241500 | N | N | Not Assigned | Accepted | 5/1/2014 9:00:00 AM
4850 | 2-Methylfluorene | 1430-97-3 | 709527 | N | N | Not Assigned | Accepted | 4/15/2014 12:00:00 AM
1331 | 2-Methylfuran | 534-22-5 | 51086 | N | N | Not Assigned | Accepted | 3/2/2007 8:40:00 AM
385 | 2-Methylhexane | 591-76-4 | 56994 | Y | N | Not Assigned | Accepted | 3/2/2007 8:40:00 AM
5319 | 2-Methylisoborneol | 2371-42-8 |  | N | N | Not Assigned | Accepted | 5/22/2015 7:38:49 AM
386 | 2-Methylnaphthalene | 91-57-6 | 13524 | Y | N | Organics, Other | Accepted | 3/2/2007 8:40:00 AM
4871 | 2-Methylnaphthalene-D10 | 7297-45-2 | 1734607 | N | N | Not Assigned | Accepted | 5/1/2014 9:00:00 AM
387 | 2-Methylpentane | 107-83-5 | 24646 | Y | N | Not Assigned | Accepted | 3/2/2007 8:40:00 AM
3205 | 2-Methylphenanthrene | 2531-84-2 | 103978 | Y | N | Organics, Other | Accepted | 3/25/2010 9:08:31 AM
5189 | 2-Methylpyrene | 3442-78-2 | 115782 | N | N | Organics, Other | Accepted | 4/14/2015 3:35:04 PM
389 | 2-Methylpyridine | 109-06-8 | 25601 | Y | N | Organics, Other | Accepted | 3/2/2007 8:40:00 AM
5237 | 2-Methyltetradecane | 1560-95-8 |  | N | N | Not Assigned | Accepted | 4/23/2015 1:08:23 PM
3261 | 2-MOBDE | 7025-06-1 | 1736142 | N | N | Organics, PCBs | Accepted | 7/22/2014 12:00:00 AM
390 | 2-Naphthalenamine | 91-59-8 | 13540 | Y | N | Organics, Other | Accepted | 3/2/2007 8:40:00 AM
391 | 2-Nitro-1,1-bis(p-chlorophenyl)propane | 117-27-1 | 960971 | N | N | Organics, Pesticide | Accepted | 3/2/2007 8:40:00 AM
3016 | 2-Nitro-M-Xylene | 81-20-9 | 8656 | N | N | Organics, Other | Accepted | 7/22/2014 12:00:00 AM
5090 | 2-Nitrodiphenylamine | 119-75-5 | 30858 | N | N | Not Assigned | Accepted | 3/10/2015 12:01:14 PM
5495 | 2-Nitrophenol-d4 |  |  | N | N | Not Assigned | Accepted | 12/21/2015 3:01:37 PM
3583 | 2-Nitropropane | 79-46-9 | 7872 | N | N | Organics, Other | Accepted | 7/22/2014 12:00:00 AM
4088 | 2-Pentanol | 6032-29-7 | 136986 | N | N | Not Assigned | Accepted | 5/1/2013 8:42:18 AM
392 | 2-Pentanone | 107-87-9 | 24687 | Y | N | Not Assigned | Accepted | 3/2/2007 8:40:00 AM
4862 | 2-Pentene | 109-68-2 | 26047 | N | N | Not Assigned | Accepted | 4/23/2014 9:00:00 AM
5159 | 2-Pentene, 2,4,4-trimethyl- | 107-40-4 | 24356 | N | N | Not Assigned | Accepted | 4/14/2015 3:35:03 PM
1660 | 2-Phenyl-2-propanol | 617-94-7 | 61283 | N | N | Not Assigned | Accepted | 3/2/2007 8:40:00 AM
393 | 2-Phenyldecane | 4537-13-7 | 52450343 | Y | N | Not Assigned | Accepted | 3/2/2007 8:40:00 AM
394 | 2-Phenyldodecane | 2719-61-1 | 52450137 | Y | N | Not Assigned | Accepted | 3/2/2007 8:40:00 AM
5179 | 2-Phenylnaphthalene | 612-94-2 | 60145 | N | N | Not Assigned | Accepted | 4/14/2015 3:35:04 PM
2998 | 2-Phenylphenol | 90-43-7 | 13003 | Y | N | Organics, Other | Accepted | 1/9/2008 10:25:41 AM
395 | 2-Phenyltetradecane | 4534-59-2 | 52450285 | Y | N | Not Assigned | Accepted | 3/2/2007 8:40:00 AM
396 | 2-Phenyltridecane | 4534-53-6 | 52450228 | Y | N | Not Assigned | Accepted | 3/2/2007 8:40:00 AM
397 | 2-Phenylundecane | 4536-88-3 | 52450319 | Y | N | Not Assigned | Accepted | 3/2/2007 8:40:00 AM
2040 | 2-Piperidinecarboxylic acid | 535-75-1 | 51169 | Y | N | Not Assigned | Accepted | 3/2/2007 8:40:00 AM
398 | 2-Piperidone | 675-20-7 | 67140 | Y | N | Not Assigned | Accepted | 3/2/2007 8:40:00 AM
6880 | 2-Propanone, (1-methylethylidene) hydrazone | 627-70-3 | 64170 | N | N | Not Assigned | Accepted | 1/11/2018 10:06:52 AM
4983 | 2-Propanone, 1-cyclohexyl- | 103-78-6 | 21667 | N | N | Not Assigned | Accepted | 11/21/2014 7:37:13 AM
399 | 2-Propen-1-ol | 107-18-6 | 24224 | N | N | Not Assigned | Accepted | 3/2/2007 8:40:01 AM
4526 | 2-Propen-1-one, 1-cyclopropyl- | 59819-62-4 |  | N | N | Not Assigned | Accepted | 3/20/2015 9:16:05 AM
6877 | 2-Propenoic acid, 1,6-hexanediyl ester | 13048-33-4 | 183699 | N | N | Not Assigned | Accepted | 1/11/2018 10:06:52 AM
6982 | 2-Propyl-1-pentanol | 58175-57-8 | 1734523 | N | N | Not Assigned | Accepted | 2/28/2018 11:37:50 AM
138 | 2-tert-Butylthiophene | 1689-78-7 | 687095 | Y | N | Not Assigned | Accepted | 3/2/2007 8:40:01 AM
2042 | 2-Thiophenecarboxylic acid | 527-72-0 | 50294 | Y | N | Not Assigned | Accepted | 3/2/2007 8:40:01 AM
2043 | 2-Thiophenemethylamine | 27757-85-3 | 17163791 | Y | N | Not Assigned | Accepted | 3/2/2007 8:40:01 AM
5597 | 2-Trifluoromethyl benzylamine | 3048-01-9 |  | N | N | Not Assigned | Accepted | 1/4/2016 8:38:59 AM
3956 | 2-[(2-Ethyl-6-methylphenyl)-amino]-1-propanol |  |  | Y | N | Not Assigned | Accepted | 9/10/2014 12:00:00 AM
4570 | 2-[2-[2-[2-[2-[4-(1,1,3,3-Tetramethylbutyl)phenoxy]ethoxy]ethoxy]ethoxy]ethoxy]ethanol | OP5EO |  | N | N | Not Assigned | Accepted | 7/10/2013 11:19:06 AM
4571 | 2-[2-[2-[2-[4-(1,1,3,3-Tetramethylbutyl)phenoxy]ethoxy]ethoxy]ethoxy]ethanol | OP4EO |  | N | N | Not Assigned | Accepted | 7/10/2013 11:19:06 AM
4572 | 2-[2-[2-[4-(1,1,3,3-Tetramethylbutyl)phenoxy]ethoxy]ethoxy]ethanol | OP3EO |  | N | N | Not Assigned | Accepted | 7/10/2013 11:19:06 AM
2945 | 2-[2-[4-(1,1,3,3-Tetramethylbutyl)phenoxy]ethoxy]ethanol | 2315-61-9 | 17148495 | Y | N | Organics, Other | Accepted | 3/2/2007 8:39:56 AM
2946 | 2-[4-(1,1,3,3-Tetramethylbutyl)phenoxy]ethanol | 2315-67-5 | 17148487 | Y | N | Organics, Other | Accepted | 3/2/2007 8:39:56 AM
401 | 3,3',4,4',5,5'-Hexachlorobiphenyl | 32774-16-6 | 739102 | Y | N | Organics, PCBs | Accepted | 3/2/2007 8:40:01 AM
7677 | 3,3',4,4',5,5'-Hexachlorobiphenyl-C13 | 208263-70-1 |  | N | N | Not Assigned | Accepted | 1/28/2019 3:58:24 PM
3262 | 3,3',4,4',5-PEBDE | 366791-32-4 | 1735445 | N | N | Organics, PCBs | Accepted | 7/22/2014 12:00:00 AM
6239 | 3,3',4,4',5-Pentabromodiphenyl ether***retired***use 3,3',4,4',5-PEBDE | 366791-32-4 | 1735445 | Y | N | Not Assigned | Deprecated | 4/6/2017 12:28:13 PM
402 | 3,3',4,4',5-Pentachlorobiphenyl | 57465-28-8 | 739771 | Y | N | Organics, PCBs | Accepted | 3/2/2007 8:40:01 AM
7673 | 3,3',4,4',5-Pentachlorobiphenyl-C13 | 208263-65-4 |  | N | N | Not Assigned | Accepted | 1/28/2019 3:58:24 PM
3263 | 3,3',4,4'-TEBDE | 93703-48-1 | 1735431 | N | N | Organics, PCBs | Accepted | 7/22/2014 12:00:00 AM
6238 | 3,3',4,4'-Tetrabromodiphenyl ether***retired***use 3,3',4,4'-TEBDE | 93703-48-1 | 1735431 | Y | N | Not Assigned | Deprecated | 4/6/2017 8:46:50 AM
403 | 3,3',4,4'-Tetrachlorobiphenyl | 32598-13-3 | 692145 | Y | N | Organics, PCBs | Accepted | 3/2/2007 8:40:01 AM
7693 | 3,3',4,4'-Tetrachlorobiphenyl-C13 | 105600-23-5 |  | N | N | Not Assigned | Accepted | 1/28/2019 3:58:24 PM
3264 | 3,3',4,5'-TEBDE |  |  | N | N | Organics, PCBs | Accepted | 7/22/2014 12:00:00 AM
405 | 3,3',4,5'-Tetrachlorobiphenyl | 41464-48-6 | 739441 | Y | N | Organics, PCBs | Accepted | 3/2/2007 8:40:01 AM
404 | 3,3',4,5,5'-Pentachlorobiphenyl | 39635-33-1 | 739300 | Y | N | Organics, PCBs | Accepted | 3/2/2007 8:40:01 AM
406 | 3,3',4,5-Tetrachlorobiphenyl | 70362-49-1 | 740084 | Y | N | Organics, PCBs | Accepted | 3/2/2007 8:40:01 AM
3265 | 3,3',4-TRBDE | 147217-80-9 | 1735419 | N | N | Organics, PCBs | Accepted | 7/22/2014 12:00:00 AM
407 | 3,3',4-Trichlorobiphenyl | 37680-69-6 | 739219 | Y | N | Organics, PCBs | Accepted | 3/2/2007 8:40:01 AM
408 | 3,3',5,5'-Tetrachlorobiphenyl | 33284-52-5 | 739128 | Y | N | Organics, PCBs | Accepted | 3/2/2007 8:40:01 AM
409 | 3,3',5-Trichlorobiphenyl | 38444-87-0 | 692947 | Y | N | Organics, PCBs | Accepted | 3/2/2007 8:40:01 AM
3266 | 3,3'-DIBDE***retired***use 3,3'-Dibromodiphenyl ether | 6903-63-5 | 1735403 | Y | N | Not Assigned | Deprecated | 4/1/2013 1:00:00 AM
3740 | 3,3'-Dibromodiphenyl ether | 6903-63-5 | 1735403 | N | N | Organics, PCBs | Accepted | 4/1/2013 1:00:00 AM
410 | 3,3'-Dichlorobenzidine | 91-94-1 | 13755 | Y | N | Organics, Other | Accepted | 3/2/2007 8:40:01 AM
411 | 3,3'-Dichlorobenzophenone | 7094-34-0 | 962001 | Y | N | Not Assigned | Accepted | 3/2/2007 8:40:01 AM
412 | 3,3'-Dichlorobiphenyl | 2050-67-1 | 687343 | Y | N | Organics, PCBs | Accepted | 3/2/2007 8:40:02 AM
413 | 3,3'-Dimethoxybenzidine | 119-90-4 | 30924 | Y | N | Not Assigned | Accepted | 3/2/2007 8:40:02 AM
414 | 3,3'-Dimethylbenzidine | 119-93-7 | 30940 | Y | N | Organics, Other | Accepted | 3/2/2007 8:40:02 AM
3662 | 3,3-Dimethyl-1-butanol | 624-95-3 | 63370 | N | N | Not Assigned | Accepted | 8/8/2011 2:16:46 PM
415 | 3,3-Dimethylhexane | 563-16-6 | 685859 | Y | N | Not Assigned | Accepted | 3/2/2007 8:40:02 AM
418 | 3,4',5-Trichlorobiphenyl | 38444-88-1 | 739276 | Y | N | Organics, PCBs | Accepted | 3/2/2007 8:40:02 AM
3268 | 3,4'-DIBDE | 6842-62-2 |  | N | N | Organics, PCBs | Accepted | 7/22/2014 12:00:00 AM
420 | 3,4'-Dichlorobiphenyl | 2974-90-5 | 739078 | Y | N | Organics, PCBs | Accepted | 3/2/2007 8:40:02 AM
416 | 3,4,4',5-Tetrachlorobiphenyl | 70362-50-4 | 740092 | Y | N | Organics, PCBs | Accepted | 3/2/2007 8:40:02 AM
7694 | 3,4,4',5-Tetrachlorobiphenyl-C13 | 208461-24-9 |  | N | N | Not Assigned | Accepted | 1/28/2019 3:58:24 PM
3267 | 3,4,4'-TRBDE | 147217-81-0 | 1735421 | N | N | Organics, PCBs | Accepted | 7/22/2014 12:00:00 AM
2485 | 3,4,4'-Trichlorobiphenyl | 38444-90-5 | 692954 | Y | N | Organics, PCBs | Accepted | 3/2/2007 8:40:02 AM
7689 | 3,4,4'-Trichlorobiphenyl-C13 | 208263-79-0 |  | N | N | Not Assigned | Accepted | 1/28/2019 3:58:24 PM
417 | 3,4,5-Trichlorobiphenyl | 53555-66-1 | 739664 | Y | N | Organics, PCBs | Accepted | 3/2/2007 8:40:02 AM
3212 | 3,4,5-Trichlorocatechol | 56961-20-7 | 712596 | Y | N | Organics, PCBs | Accepted | 5/20/2010 12:30:00 PM
5283 | 3,4,5-Trichloroguaiacol | 57057-83-7 |  | N | N | Organics, PCBs | Accepted | 4/30/2015 9:53:50 AM
7623 | 3,4,5-Trichlorophenol | 609-19-8 | 59352 | N | N | Not Assigned | Accepted | 1/28/2019 3:25:48 PM
5284 | 3,4,6-Trichloroguaiacol | 60712-44-9 |  | N | N | Organics, PCBs | Accepted | 4/30/2015 9:53:51 AM
3269 | 3,4-DIBDE | 189084-59-1 | 1735405 | N | N | Organics, PCBs | Accepted | 7/22/2014 12:00:00 AM
419 | 3,4-Dichloroaniline | 95-76-1 | 16378 | Y | N | Organics, Pesticide | Accepted | 3/2/2007 8:40:02 AM
421 | 3,4-Dichlorobiphenyl | 2974-92-7 | 688010 | Y | N | Organics, PCBs | Accepted | 3/2/2007 8:40:02 AM
5285 | 3,4-Dichloroguaiacol | 77102-94-4 |  | N | N | Not Assigned | Accepted | 4/30/2015 9:53:51 AM
422 | 3,4-Dichlorophenol | 95-77-2 | 16386 | Y | N | Not Assigned | Accepted | 3/2/2007 8:40:02 AM
4528 | 3,4-Dichlorophenyl isocyanate | 102-36-3 | 20735 | N | N | Not Assigned | Accepted | 7/10/2013 11:19:06 AM
423 | 3,4-Dimethylbenzoic acid | 619-04-5 | 61549 | Y | N | Not Assigned | Accepted | 3/2/2007 8:40:02 AM
424 | 3,4-Dimethylhexane | 583-48-2 | 55707 | Y | N | Not Assigned | Accepted | 3/2/2007 8:40:02 AM
425 | 3,4-Dimethylphenol | 95-65-8 | 16287 | Y | N | Organics, PCBs | Accepted | 3/2/2007 8:40:02 AM
3946 | 3,5-Dichloroaniline |  |  | Y | N | Not Assigned | Accepted | 9/10/2014 12:00:00 AM
426 | 3,5-Dichlorobenzoic acid | 51-36-5 | 960807 | Y | N | Not Assigned | Accepted | 3/2/2007 8:40:02 AM
427 | 3,5-Dichlorobiphenyl | 34883-41-5 | 739151 | Y | N | Organics, PCBs | Accepted | 3/2/2007 8:40:02 AM
3298 | 3,5-Dichlorophenol | 591-35-5 | 56895 | N | N | Organics, Other | Accepted | 7/22/2014 12:00:00 AM
428 | 3,5-Dimethylphenol | 108-68-9 | 25270 | Y | N | Organics, Other | Accepted | 3/2/2007 8:40:03 AM
429 | 3,5-Dinitroaniline | 618-87-1 | 961193 | Y | N | Organics, Other | Accepted | 3/2/2007 8:40:03 AM
3819 | 3,6-Dimethylphenanthrene | 1576-67-6 | 88963 | N | N | Organics, PCBs | Accepted | 11/1/2012 11:11:11 AM
5214 | 3-(Chloromethyl)pyridine Hydrochloride | 6959-48-4 | 17004417 | N | N | Not Assigned | Accepted | 4/14/2015 3:35:05 PM
3884 | 3-Carboxy mefenamic acid | 190379-82-9 |  | N | N | Not Assigned | Accepted | 12/3/2012 3:47:14 PM
430 | 3-Chloro-4-methylaniline | 95-74-9 | 16352 | Y | N | Not Assigned | Accepted | 3/2/2007 8:40:03 AM
5091 | 3-Chlorobenzaldehyde | 587-04-2 | 1731548 | N | N | Not Assigned | Accepted | 3/10/2015 12:01:15 PM
2133 | 3-Chlorobicyclo[3.2.1]oct-2-ene | 35242-17-2 | 17163940 | Y | N | Not Assigned | Accepted | 3/2/2007 8:40:03 AM
431 | 3-Chlorobiphenyl | 2051-61-8 | 687376 | Y | N | Organics, PCBs | Accepted | 3/2/2007 8:40:03 AM
432 | 3-Cyclohexene-1-carboxylic acid | 4771-80-6 | 961870 | Y | N | Not Assigned | Accepted | 3/2/2007 8:40:03 AM
2046 | 3-Fluoro-4-nitrophenol | 394-41-2 | 17163825 | Y | N | Not Assigned | Accepted | 3/2/2007 8:40:03 AM
5061 | 3-Heptene, 2,2,4,6,6-pentamethyl- | 123-48-8 | 33019 | N | N | Not Assigned | Accepted | 2/5/2015 1:31:13 PM
5191 | 3-Hexen-2-one, 5-methyl- | 5166-53-0 | 129908 | N | N | Not Assigned | Accepted | 4/14/2015 3:35:04 PM
5190 | 3-Hexene-2,5-dione | 4436-75-3 | 124768 | N | N | Not Assigned | Accepted | 4/14/2015 3:35:04 PM
434 | 3-Hydroxycarbofuran | 16655-82-6 | 650713 | Y | N | Organics, Pesticide | Accepted | 3/2/2007 8:40:03 AM
3936 | 3-Ketocarbofuran |  |  | Y | N | Organics, Pesticide | Accepted | 9/10/2014 12:00:00 AM
5207 | 3-Methyl decane | 13151-34-3 | 1734309 | N | N | Not Assigned | Accepted | 4/14/2015 3:35:05 PM
3975 | 3-Methyl-1-butanol | 123-51-3 | 33027 | N | N | Not Assigned | Accepted | 12/19/2012 11:36:02 AM
115 | 3-Methyl-1-indanone | 6072-57-7 | 961979 | Y | N | Not Assigned | Accepted | 3/2/2007 8:40:03 AM
436 | 3-Methyl-2-pentanone | 565-61-7 | 685875 | Y | N | Not Assigned | Accepted | 3/2/2007 8:40:03 AM
435 | 3-Methylbiphenyl | 643-93-6 | 66340 | N | N | Not Assigned | Accepted | 3/2/2007 8:40:03 AM
438 | 3-Methylcholanthrene | 56-49-5 | 2188 | Y | N | Organics, Other | Accepted | 3/2/2007 8:40:03 AM
5238 | 3-Methyldibenzothiophene | 16587-52-3 |  | N | N | Not Assigned | Accepted | 4/23/2015 1:08:24 PM
4823 | 3-Methylfluoranthene/Benzo[a]fluorene |  |  | N | N | Not Assigned | Accepted | 3/31/2014 9:00:00 AM
439 | 3-Methylhexane | 589-34-4 | 56374 | Y | N | Not Assigned | Accepted | 3/2/2007 8:40:03 AM
2047 | 3-Methylindole | 83-34-1 | 9571 | Y | N | Organics, Other | Accepted | 3/2/2007 8:40:03 AM
3709 | 3-Methylnonane | 1465084 | 1734529 | N | N | Not Assigned | Accepted | 11/2/2012 5:53:44 PM
440 | 3-Methylpentane | 96-14-0 | 16634 | Y | N | Not Assigned | Accepted | 3/2/2007 8:40:03 AM
4845 | 3-Methylphenanthrene | 832-71-3 | 709337 | N | N | Organics, Other | Accepted | 3/31/2014 9:00:00 AM
3455 | 3-Methylphenol/4-Methylphenol coelution |  |  | Y | N | Not Assigned | Accepted | 8/3/2010 9:32:15 AM
441 | 3-Methylsalicylic acid | 83-40-9 | 9597 | Y | N | Not Assigned | Accepted | 3/2/2007 8:40:03 AM
3270 | 3-MOBDE | 6876-00-2 | 1736144 | N | N | Organics, PCBs | Accepted | 7/22/2014 12:00:00 AM
2981 | 3-Nitrofluoranthene | 892-21-7 | 17121278 | Y | N | Not Assigned | Accepted | 1/9/2008 10:25:39 AM
2894 | 3-Pentanol, 3-ethyl- | 597-49-9 | 57851 | Y | N | Not Assigned | Accepted | 3/2/2007 8:40:04 AM
3932 | 3-Phenoxybenzenemethanol |  |  | Y | N | Not Assigned | Accepted | 9/10/2014 12:00:00 AM
7250 | 3-Phenylbut-1-ene | 934-10-1 |  | N | N | Not Assigned | Accepted | 8/13/2018 9:13:01 AM
442 | 3-Phenyldecane | 4621-36-7 | 52450376 | Y | N | Not Assigned | Accepted | 3/2/2007 8:40:04 AM
443 | 3-Phenyltetradecane | 4534-58-1 | 52450277 | Y | N | Not Assigned | Accepted | 3/2/2007 8:40:04 AM
444 | 3-Phenyltridecane | 4534-52-5 | 52450210 | Y | N | Not Assigned | Accepted | 3/2/2007 8:40:04 AM
445 | 3-Phenylundecane | 4536-87-2 | 52450301 | Y | N | Not Assigned | Accepted | 3/2/2007 8:40:04 AM
446 | 3-Trifluoromethyl-4-nitrophenol | 88-30-2 | 11718 | Y | N | Organics, Pesticide | Accepted | 3/2/2007 8:40:04 AM
5575 | 37Cl4-2,3,7,8-TCDD |  |  | N | N | Organics, Other | Accepted | 12/21/2015 3:01:39 PM
3934 | 4(3H)-Quinazolinone, 2-methyl-3-(2-methylphenyl)- | 72-44-6 | 4911 | N | N | Organics, Other | Accepted | 12/5/2012 9:27:04 AM
7249 | 4,11-Dimethyltetradecane | 55045-12-0 |  | N | N | Not Assigned | Accepted | 8/13/2018 9:11:50 AM
3792 | 4,4'-DDE-D8 | 93952-19-3 | 1735481 | N | N | Not Assigned | Accepted | 7/22/2014 12:00:00 AM
3695 | 4,4'-Dibromo-2,2',3,3',5,5',6,6'-octafluorobiphenyl | 10386-84-2 | 17004649 | N | N | Not Assigned | Accepted | 7/22/2014 12:00:00 AM
6249 | 4,4'-Dibromodiphenyl ether***retired***use p,p'-Dibromodiphenyl ether | 2050-47-7 | 96073 | Y | N | Organics, PCBs | Deprecated | 2/9/2017 3:33:51 PM
447 | 4,4'-Dichlorobenzil | 3457-46-3 | 115949 | Y | N | Not Assigned | Accepted | 3/2/2007 8:40:04 AM
2478 | 4,4'-Dichlorobiphenyl | 2050-68-2 | 687350 | Y | N | Organics, PCBs | Accepted | 3/2/2007 8:40:04 AM
7675 | 4,4'-Dichlorobiphenyl-C13 | 208263-67-6 |  | N | N | Not Assigned | Accepted | 1/28/2019 3:58:24 PM
448 | 4,4'-Isopropylidenediphenol | 80-05-7 | 8110 | Y | N | Organics, Other | Accepted | 3/2/2007 8:40:04 AM
449 | 4,4'-Methylenebis(2-chloroaniline) | 101-14-4 | 19943 | Y | N | Not Assigned | Accepted | 3/2/2007 8:40:04 AM
7114 | 4,4'-Methylenedi(phenyl isocyanate) | 101-68-8 | 20263 | N | N | Not Assigned | Accepted | 6/7/2018 8:49:38 AM
5157 | 4,4'-Oxydianiline | 101-80-4 | 20362 | N | N | Not Assigned | Accepted | 4/14/2015 3:35:03 PM
83 | 4,4-Dimethyl-1,3-dioxane | 766-15-4 | 961268 | Y | N | Not Assigned | Accepted | 3/2/2007 8:40:04 AM
3207 | 4,5,6-Trichloroguaiacol | 2668-24-8 | 687897 | Y | N | Not Assigned | Accepted | 3/25/2010 9:08:31 AM
3343 | 4,5-Dichloro-2-nitroaniline | 6641-64-1 |  | N | N | Not Assigned | Accepted | 4/6/2016 11:46:42 AM
450 | 4,5-Dichlorocatechol | 3428-24-8 | 709899 | Y | N | Not Assigned | Accepted | 3/2/2007 8:40:04 AM
2048 | 4,5-Dimethyl-1,2-dithiol-3-one | 35659-69-9 | 17163965 | Y | N | Not Assigned | Accepted | 3/2/2007 8:40:04 AM
5226 | 4,5-dimethyl-Phenanthrene | 3674-69-9 |  | N | N | Not Assigned | Accepted | 4/23/2015 1:08:12 PM
452 | 4,6-Dichloro-o-cresol | 1570-65-6 | 88807 | Y | N | Not Assigned | Accepted | 3/2/2007 8:40:04 AM
5286 | 4,6-Dichloroguaiacol | 16766-31-7 |  | N | N | Not Assigned | Accepted | 4/30/2015 9:53:52 AM
4872 | 4,6-Dimethyldibenzothiophene | 1207-12-1 | 81182 | N | N | Not Assigned | Accepted | 5/1/2014 9:00:00 AM
5239 | 4,6-Dimethyldodecane | 61141-72-8 |  | N | N | Not Assigned | Accepted | 4/23/2015 1:08:25 PM
453 | 4,6-Dimethylindan | 1685-82-1 | 90746 | Y | N | Not Assigned | Accepted | 3/2/2007 8:40:04 AM
5492 | 4,6-Dinitro-2-methylphenol-d2 |  |  | N | N | Not Assigned | Accepted | 12/21/2015 3:01:37 PM
454 | 4,6-Dinitro-o-cresol | 534-52-1 | 51102 | N | N | Organics, Pesticide | Accepted | 7/22/2014 12:00:00 AM
455 | 4,7-Dimethylindan | 6682-71-9 | 144642 | Y | N | Not Assigned | Accepted | 3/2/2007 8:40:04 AM
5240 | 4-(2-phenylethenyl)aniline | 4309-66-4 |  | N | N | Not Assigned | Accepted | 4/23/2015 1:08:26 PM
3928 | 4-(Hydroxymethyl) pendimethalin |  |  | Y | N | Not Assigned | Accepted | 9/10/2014 12:00:00 AM
456 | 4-Amino-2,6-dinitrotoluene | 19406-51-0 | 962605 | Y | N | Organics, Other | Accepted | 3/2/2007 8:40:05 AM
457 | 4-Aminobiphenyl | 92-67-1 | 14308 | Y | N | Organics, Other | Accepted | 3/2/2007 8:40:05 AM
5130 | 4-Aminopyridine | 504-24-5 | 48694 | N | N | Not Assigned | Accepted | 4/1/2015 3:21:13 PM
3593 | 4-Androstenedione | 63-05-8 | 1732685 | N | N | Organics, Other | Accepted | 7/1/2011 4:33:17 PM
4873 | 4-Bromo-3,5-dimethylphenyl N-Methylcarbamate | 672-99-1 |  | N | N | Not Assigned | Accepted | 5/1/2014 9:00:00 AM
460 | 4-Chloro-2-methylphenol | 1570-64-5 | 88799 | Y | N | Organics, Pesticide | Accepted | 3/2/2007 8:40:05 AM
461 | 4-Chloro-3,5-dimethylphenol | 88-04-0 | 11510 | N | N | Organics, Pesticide | Accepted | 7/22/2014 12:00:00 AM
3342 | 4-Chloro-3-nitroaniline | 635-22-3 |  | N | N | Not Assigned | Accepted | 4/6/2016 11:46:42 AM
5623 | 4-Chloro-3-nitrobenzotrifluoride | 121-17-5 | 31583 | N | N | Not Assigned | Accepted | 1/21/2016 3:13:26 PM
5497 | 4-Chloroaniline-d4 |  |  | N | N | Not Assigned | Accepted | 12/21/2015 3:01:37 PM
462 | 4-Chlorobiphenyl | 2051-62-9 | 687384 | Y | N | Organics, PCBs | Accepted | 3/2/2007 8:40:05 AM
7690 | 4-Chlorobiphenyl-C13 | 208263-77-8 |  | N | N | Not Assigned | Accepted | 1/28/2019 3:58:24 PM
4660 | 4-Chlorophenyl ether | 2444-89-5 |  | N | N | Organics, PCBs | Accepted | 7/22/2014 12:00:00 AM
464 | 4-Dimethylaminoazobenzene | 60-11-7 | 3269 | Y | N | Organics, Other | Accepted | 3/2/2007 8:40:05 AM
4573 | 4-Epianhydrochlortetracycline | 158018-53-2 |  | N | N | Not Assigned | Accepted | 7/10/2013 11:19:06 AM
4574 | 4-Epianhydrotetracycline | 7518-17-4 |  | N | N | Not Assigned | Accepted | 7/10/2013 11:19:06 AM
2051 | 4-Ethyl-4H-1,2,4-triazole-3-amine | 42786-06-1 | 17163932 | Y | N | Organics, Pesticide | Accepted | 3/2/2007 8:40:05 AM
465 | 4-Ethylresorcinol | 2896-60-8 | 108464 | Y | N | Not Assigned | Accepted | 3/2/2007 8:40:05 AM
2050 | 4-Fluoro-2-nitrophenol | 394-33-2 | 17163882 | Y | N | Not Assigned | Accepted | 3/2/2007 8:40:05 AM
467 | 4-Hydroxy-4-methyl-2-pentanone | 123-42-2 | 32987 | Y | N | Not Assigned | Accepted | 3/2/2007 8:40:05 AM
4963 | 4-Hydroxybenzotriazole | 26725-51-9 |  | N | N | Not Assigned | Accepted | 11/7/2014 6:57:54 AM
468 | 4-Methyl-1,3-dioxolane | 1072-47-5 | 77503 | Y | N | Not Assigned | Accepted | 3/2/2007 8:40:05 AM
469 | 4-Methyl-2-pentanol | 108-11-2 | 24869 | Y | N | Not Assigned | Accepted | 3/2/2007 8:40:05 AM
470 | 4-Methyl-2-pentene | 4461-48-7 | 961847 | N | N | Not Assigned | Accepted | 3/2/2007 8:40:05 AM
471 | 4-Methyl-3-nitroaniline | 119-32-4 | 30601 | Y | N | Not Assigned | Accepted | 3/2/2007 8:40:05 AM
5111 | 4-Methylbenzotriazole | 29878-31-7 |  | N | N | Not Assigned | Accepted | 3/31/2015 7:37:40 AM
3808 | 4-Methylchrysene | 3351-30-2 | 5240304 | N | N | Not Assigned | Accepted | 8/30/2012 9:23:02 AM
472 | 4-Methyldecane | 2847-72-5 | 107995 | Y | N | Not Assigned | Accepted | 3/2/2007 8:40:05 AM
5241 | 4-Methyldibenzofuran | 7320-53-8 |  | N | N | Not Assigned | Accepted | 4/23/2015 1:08:27 PM
122 | 4-Methylindan | 824-22-6 | 709303 | Y | N | Not Assigned | Accepted | 3/2/2007 8:40:06 AM
5205 | 4-Methylphenanthrene | 832-64-4 | 709329 | N | N | Organics, Other | Accepted | 4/14/2015 3:35:05 PM
4007 | 4-Methylphenol-d8 | 190780-66-6 | 17295643 | N | N | Not Assigned | Accepted | 3/5/2013 8:42:18 AM
3131 | 4-MUB-a-D-galactoside |  |  | N | N | Not Assigned | Accepted | 7/22/2014 12:00:00 AM
3132 | 4-MUB-a-D-glucoside |  |  | N | N | Not Assigned | Accepted | 7/22/2014 12:00:00 AM
3135 | 4-MUB-b-D-galactoside |  |  | N | N | Not Assigned | Accepted | 7/22/2014 12:00:00 AM
3136 | 4-MUB-b-D-glucoside |  |  | N | N | Not Assigned | Accepted | 7/22/2014 12:00:00 AM
3143 | 4-MUB-b-D-xylopyranoside |  |  | N | N | Not Assigned | Accepted | 7/22/2014 12:00:00 AM
3140 | 4-MUB-N-acetyl-b-glucosaminide |  |  | N | N | Not Assigned | Accepted | 7/22/2014 12:00:00 AM
3141 | 4-MUB-phosphate |  |  | N | N | Not Assigned | Accepted | 7/22/2014 12:00:00 AM
3142 | 4-MUB-sulfate |  |  | N | N | Not Assigned | Accepted | 7/22/2014 12:00:00 AM
3548 | 4-Nitrobiphenyl | 92-93-3 | 14548 | Y | N | Not Assigned | Accepted | 5/2/2011 8:39:31 AM
5496 | 4-Nitrophenol-d4 |  |  | N | N | Not Assigned | Accepted | 12/21/2015 3:01:37 PM
2052 | 4-Penten-2-ol | 625-31-0 | 63446 | Y | N | Not Assigned | Accepted | 3/2/2007 8:40:06 AM
473 | 4-Phenylbutyric acid | 1821-12-1 | 92932 | Y | N | Not Assigned | Accepted | 3/2/2007 8:40:06 AM
474 | 4-Phenyldecane | 963486 | 52450335 | Y | N | Not Assigned | Accepted | 3/2/2007 8:40:06 AM
475 | 4-Phenyldodecane | 2719-64-4 | 52450160 | Y | N | Not Assigned | Accepted | 3/2/2007 8:40:06 AM
476 | 4-Phenylpyridine | 939-23-1 | 74799 | Y | N | Not Assigned | Accepted | 3/2/2007 8:40:06 AM
477 | 4-Phenyltetradecane | 4534-57-0 | 52450269 | Y | N | Not Assigned | Accepted | 3/2/2007 8:40:06 AM
478 | 4-Phenyltridecane | 4534-51-4 | 52450202 | Y | N | Not Assigned | Accepted | 3/2/2007 8:40:06 AM
479 | 4-Phenylundecane | 4536-86-1 | 52450293 | Y | N | Not Assigned | Accepted | 3/2/2007 8:40:06 AM
3687 | 4-Terphenyl-d14***retired***use p-Terphenyl-d14 | 1718-51-0 | 1734351 | Y | N | Not Assigned | Deprecated | 5/3/2013 1:31:17 PM
4534 | 4H-1-Benzopyran-4-one, 5,7-dihydroxy-3-(4-hydroxyphenyl)- | 446-72-0 | 45823 | N | N | Not Assigned | Accepted | 7/10/2013 11:19:06 AM
4536 | 4H-1-Benzopyran-4-one, 5,7-dihydroxy-3-(4-methoxyphenyl)- | 491-80-5 | 47605 | N | N | Not Assigned | Accepted | 7/10/2013 11:19:06 AM
466 | 4H-Cyclopenta[def]phenanthrene | 203-64-5 | 40667 | Y | N | Organics, Other | Accepted | 3/2/2007 8:40:05 AM
481 | 5,6-Dibutyl-5,6-bis(4-tert-butylphenyl)decane | 85668-76-4 | 52450459 | Y | N | Not Assigned | Accepted | 3/2/2007 8:40:06 AM
4964 | 5,6-Dimethylbenzotriazole | 4184-79-6 |  | N | N | Not Assigned | Accepted | 11/7/2014 6:57:54 AM
4824 | 5,9-Dimethylchrysene | 139493-40-6 |  | N | N | Not Assigned | Accepted | 3/31/2014 9:00:00 AM
3697 | 5-Amino-1-[2,6-dichloro-4-(trifluoromethyl)phenyl]-4-[(trifluoromethyl)thio]pyrazole-3-carbonitrile | 120067-83-6 | 17131236 | N | N | Organics, Pesticide | Accepted | 1/10/2012 5:44:40 PM
5155 | 5-Chloro-2-methylaniline | 95-79-4 | 16402 | N | N | Not Assigned | Accepted | 4/14/2015 3:35:03 PM
5161 | 5-Hexen-2-one | 109-49-9 | 25882 | N | N | Not Assigned | Accepted | 4/14/2015 3:35:03 PM
5188 | 5-Hexen-2-one, 5-methyl- | 489673 | 113480 | N | N | Not Assigned | Accepted | 4/14/2015 3:35:04 PM
335 | 5-Hydroxydicamba | 7600-50-2 | 52450384 | Y | N | Organics, Pesticide | Accepted | 3/2/2007 8:40:06 AM
5307 | 5-Hydroxyimidacloprid | 380912-09-4 |  | N | N | Not Assigned | Accepted | 5/13/2015 10:07:28 AM
6871 | 5-Methyl-2-hexene | 3404-62-4 | 115477 | N | N | Not Assigned | Accepted | 1/11/2018 10:06:52 AM
4875 | 5-Methylchrysene | 3697-24-3 | 118240 | N | N | Not Assigned | Accepted | 5/1/2014 9:00:00 AM
4825 | 5-Methylchrysene/6-Methylchrysene |  |  | N | N | Not Assigned | Accepted | 3/31/2014 9:00:00 AM
482 | 5-Methylindan | 874-35-1 | 72876 | Y | N | Not Assigned | Accepted | 3/2/2007 8:40:06 AM
5156 | 5-Nitro-o-anisidine | 99-59-2 | 18788 | N | N | Not Assigned | Accepted | 4/14/2015 3:35:03 PM
3549 | 5-Nitroacenaphthene | 602-87-9 | 58495 | Y | N | Not Assigned | Accepted | 5/2/2011 8:39:31 AM
2054 | 5-Nitrovanillin | 6635-20-7 | 17163809 | Y | N | Not Assigned | Accepted | 3/2/2007 8:40:06 AM
483 | 5-Phenyldecane | 963455 | 52450327 | Y | N | Not Assigned | Accepted | 3/2/2007 8:40:06 AM
484 | 5-Phenyldodecane | 2719-63-3 | 52450152 | Y | N | Not Assigned | Accepted | 3/2/2007 8:40:06 AM
485 | 5-Phenyltetradecane | 4534-56-9 | 52450251 | Y | N | Not Assigned | Accepted | 3/2/2007 8:40:06 AM
486 | 5-Phenyltridecane | 4534-50-3 | 52450194 | Y | N | Not Assigned | Accepted | 3/2/2007 8:40:07 AM
487 | 5-Phenylundecane | 4537-15-9 | 52450368 | Y | N | Not Assigned | Accepted | 3/2/2007 8:40:07 AM
2951 | 5-Tolyltriazole | 136-85-6 | 36764 | Y | N | Organics, Other | Accepted | 3/2/2007 8:40:07 AM
2952 | 6-Acetyl-1,1,2,4,4,7-hexamethyltetralin | 1506-02-1 | 709568 | Y | N | Organics, Other | Accepted | 3/2/2007 8:40:07 AM
4172 | 6-Acetylmorphine | 2784-73-8 |  | N | N | Organics, Other | Accepted | 5/30/2013 8:42:18 AM
7243 | 6-Methyltetraline | 1680-51-9 |  | N | N | Not Assigned | Accepted | 8/13/2018 8:57:10 AM
5242 | 6-Methyltridecane | 13287-21-3 |  | N | N | Not Assigned | Accepted | 4/23/2015 1:08:28 PM
489 | 6-Phenyldodecane | 2719-62-2 | 52450145 | Y | N | Not Assigned | Accepted | 3/2/2007 8:40:07 AM
490 | 6-Phenyltetradecane | 4534-55-8 | 52450244 | Y | N | Not Assigned | Accepted | 3/2/2007 8:40:07 AM
491 | 6-Phenyltridecane | 4534-49-0 | 52450186 | Y | N | Not Assigned | Accepted | 3/2/2007 8:40:07 AM
492 | 6-Phenylundecane | 4537-14-8 | 52450350 | Y | N | Not Assigned | Accepted | 3/2/2007 8:40:07 AM
493 | 7,12-Dimethylbenz[a]anthracene | 57-97-6 | 2733 | Y | N | Organics, Other | Accepted | 3/2/2007 8:40:07 AM
4173 | 7-Hydroxyquetiapine | 139079-39-3 |  | N | N | Organics, Other | Accepted | 5/30/2013 8:42:18 AM
4846 | 7-Methylbenzo[a]pyrene | 63041-77-0 |  | N | N | Not Assigned | Accepted | 3/31/2014 9:00:00 AM
494 | 7-Phenyltetradecane | 4534-54-7 | 52450236 | Y | N | Not Assigned | Accepted | 3/2/2007 8:40:07 AM
495 | 7-Phenyltetradecane + 6-phenyltridecane mix |  | 52450996 | Y | N | Not Assigned | Accepted | 3/2/2007 8:40:07 AM
6861 | 7H-Dibenzo(b,g)carbazole, 7-methyl- | 3557-49-1 |  | N | N | Not Assigned | Accepted | 1/11/2018 10:06:52 AM
5287 | 9,10-Dichlorostearic Acid | 5829-48-1 |  | N | N | Not Assigned | Accepted | 4/30/2015 9:53:52 AM
3710 | 9,10-Dimethylanthracene | 781-43-1 | 709253 | N | N | Not Assigned | Accepted | 11/2/2012 5:53:44 PM
5185 | 9,10-Diphenylanthracene | 1499-10-1 | 87668 | N | N | Not Assigned | Accepted | 4/14/2015 3:35:04 PM
4984 | 9-ethyl-9-borabicyclo[3.3.1]nonane | 52102-17-7 |  | N | N | Not Assigned | Accepted | 11/21/2014 7:37:13 AM
496 | 9-Hexadecenoic acid | 2091-29-4 | 96784 | Y | N | Not Assigned | Accepted | 3/2/2007 8:40:07 AM
683 | 9-Hexadecenoic acid, (9Z)- | 373-49-9 | 17074535 | N | N | Not Assigned | Accepted | 10/5/2016 10:50:33 AM
497 | 9-Methylanthracene | 779-02-2 | 70367 | Y | N | Organics, Other | Accepted | 3/2/2007 8:40:07 AM
5183 | 9-Methylphenanthrene | 883-20-5 | 73122 | N | N | Organics, Other | Accepted | 4/14/2015 3:35:04 PM
4826 | 9-Methylphenanthrene/4-Methylphenanthrene |  |  | N | N | Organics, Other | Accepted | 3/31/2014 9:00:00 AM
5227 | 9-n-Dodecyl[tetradecahydroanthracene] | 55401-75-7 |  | N | N | Not Assigned | Accepted | 4/23/2015 1:08:13 PM
498 | 9-Nitroso-9H-carbazole | 2788-23-0 | 107441 | Y | N | Not Assigned | Accepted | 3/2/2007 8:40:07 AM
499 | 9-Octadecenal | 5090-41-5 | 961896 | Y | N | Organics, Other | Accepted | 3/2/2007 8:40:07 AM
2056 | 9-Octadecene | 5557-31-3 | 17163916 | Y | N | Organics, Other | Accepted | 3/2/2007 8:40:07 AM
3144 | a-D-galactosidase (corrected for carbon content) |  |  | N | N | Not Assigned | Accepted | 11/24/2009 6:40:36 PM
3145 | a-D-glucosidase (corrected for carbon content) |  |  | N | N | Not Assigned | Accepted | 11/24/2009 6:40:36 PM
6700 | AB-PINACA 4-hydroxypentyl |  |  | N | N | Organics, Other | Accepted | 8/22/2017 12:05:48 PM
5018 | Abacavir | 136470-78-5 |  | N | N | Not Assigned | Accepted | 2/2/2015 9:09:26 AM
5115 | Abamectin | 71751-41-2 | 549147 | N | N | Not Assigned | Accepted | 4/1/2015 1:55:19 PM
2058 | Abietylamine | 47117-16-8 | 17128398 | Y | N | Organics, Pesticide | Accepted | 3/2/2007 8:40:07 AM
4513 | Absolute Humidity |  |  | N | N | Information | Accepted | 6/17/2013 2:19:06 PM
3203 | Abundance |  |  | N | N | Biological | Accepted | 5/9/2016 9:26:23 AM
2060 | Acanthamoeba astronyxis***retired***use Acanthamoeba astronyxis (Protozoa) |  | 17294455 | N | N | Microbiological | Deprecated | 8/27/2014 7:57:28 PM
2061 | Acanthamoeba castellanii***retired***use Acanthamoeba castellani (Protozoa) |  | 17082322 | N | N | Not Assigned | Deprecated | 3/2/2007 8:40:08 AM
2062 | Acanthamoeba comandoni***retired***use Acanthamoeba comandoni (Protozoa) |  | 17294463 | N | N | Microbiological | Deprecated | 3/2/2007 8:40:08 AM
2063 | Acanthamoeba culbertsoni***retired***use Acanthamoeba culbertson (Protozoa) |  | 17294471 | N | N | Not Assigned | Deprecated | 3/2/2007 8:40:08 AM
2064 | Acanthamoeba griffini***retired***use Acanthamoeba griffini (Protozoa) |  | 17294489 | N | N | Microbiological | Deprecated | 3/2/2007 8:40:08 AM
2065 | Acanthamoeba hatchetti***retired***use Acanthamoeba hatchetti (Protozoa) |  | 17088519 | N | N | Microbiological | Deprecated | 3/2/2007 8:40:08 AM
2066 | Acanthamoeba hyalina***retired***use Acanthamoeba hyalina (Protozoa) |  | 17294497 | N | N | Microbiological | Deprecated | 3/2/2007 8:40:08 AM
2067 | Acanthamoeba lenticulata***retired***use Acanthamoeba lenticulata (Protozoa) |  | 17294505 | N | N | Microbiological | Deprecated | 3/2/2007 8:40:08 AM
2068 | Acanthamoeba palestinensis***retired***use Acanthamoeba palestinensis (Protozoa) |  | 17294513 | N | N | Microbiological | Deprecated | 3/2/2007 8:40:08 AM
2069 | Acanthamoeba polyphaga***retired***use Acanthamoeba polyphaga (Protozoa) |  | 17294521 | N | N | Microbiological | Deprecated | 3/2/2007 8:40:08 AM
2070 | Acanthamoeba rhysodes***retired***use Acanthamoeba rhysodes (Protozoa) |  | 17294539 | N | N | Microbiological | Deprecated | 3/2/2007 8:40:08 AM
2071 | Acanthamoeba royreba***retired***use Acanthamoeba royreba (Protozoa) |  | 17294547 | N | N | Microbiological | Deprecated | 3/2/2007 8:40:08 AM
2072 | Acanthamoeba terricola***retired***use Acanthamoeba terricola (Protozoa) |  | 17294554 | N | N | Microbiological | Deprecated | 3/2/2007 8:40:08 AM
2073 | Acanthamoeba tubiashi***retired***use Acanthamoeba tubiashi (Protozoa) |  | 17294562 | N | N | Not Assigned | Deprecated | 3/2/2007 8:40:08 AM
2059 | Acanthamoeba***retired***use Acanthamoeba (Protozoa) |  | 17294448 | N | N | Microbiological | Deprecated | 7/22/2014 12:00:00 AM
3829 | Acebutolol | 37517-30-9 | 1736612 | N | N | Organics, Other | Accepted | 7/22/2014 12:00:00 AM
5605 | Acebutolol hydrochloride | 34381-68-5 |  | N | N | Not Assigned | Accepted | 1/11/2016 1:32:45 PM
500 | Acenaphthene | 83-32-9 | 9555 | Y | N | Organics, Other | Accepted | 3/2/2007 8:40:08 AM
3837 | Acenaphthene-d10 | 15067-26-2 | 17004771 | N | N | Organics, Other | Accepted | 7/22/2014 12:00:00 AM
501 | Acenaphthylene | 208-96-8 | 40717 | Y | N | Organics, Other | Accepted | 3/2/2007 8:40:08 AM
4876 | Acenaphthylene-d8 | 93951-97-4 | 17295692 | N | N | Organics, Other | Accepted | 5/1/2014 9:00:00 AM
502 | Acephate | 30560-19-1 | 256677 | N | N | Organics, Pesticide | Accepted | 7/22/2014 12:00:00 AM
2405 | Acequincyl | 57960-19-7 | 694331 | Y | N | Organics, Pesticide | Accepted | 3/2/2007 8:40:09 AM
4575 | Acesulfame | 33665-90-6 |  | N | N | Not Assigned | Accepted | 7/10/2013 11:19:06 AM
503 | Acetaldehyde | 75-07-0 | 5280 | N | N | Organics, Other | Accepted | 7/22/2014 12:00:00 AM
504 | Acetaldol | 107-89-1 | 24703 | Y | N | Not Assigned | Accepted | 3/2/2007 8:40:09 AM
505 | Acetamide | 60-35-5 | 3384 | N | N | Not Assigned | Accepted | 3/2/2007 8:40:09 AM
4166 | Acetamide, 2-(diethylamino)-N-(2,6-dimethylphenyl)- | 137-58-6 | 37051 | N | N | Organics, Other | Accepted | 5/30/2013 8:42:18 AM
5178 | Acetamide, N-(aminothioxomethyl)- | 591-08-2 | 56770 | N | N | Not Assigned | Accepted | 4/14/2015 3:35:04 PM
2074 | Acetaminophen | 103-90-2 | 21774 | Y | N | Organics, Other | Accepted | 3/2/2007 8:40:09 AM
4812 | Acetaminophen-13C2-15N |  |  | N | N | Not Assigned | Accepted | 3/24/2014 9:00:00 AM
5019 | Acetaminophen-d3 | 60902-28-5 |  | N | N | Not Assigned | Accepted | 2/2/2015 9:09:27 AM
3491 | Acetamiprid | 135410-20-7 | 964429 | Y | N | Organics, Pesticide | Accepted | 11/29/2010 4:53:09 PM
506 | Acetic acid | 64-19-7 | 3848 | N | N | Organics, Other | Accepted | 3/2/2007 8:40:09 AM
4540 | Acetic acid, 2-(4-nonylphenoxy)- | NP1EC | 111898 | N | N | Not Assigned | Accepted | 7/10/2013 11:19:06 AM
4576 | Acetic acid, 2-[2-(4-nonylphenoxy)ethoxy]- | NP2EC |  | N | N | Not Assigned | Accepted | 7/10/2013 11:19:06 AM
4577 | Acetic acid, 2-[2-[2-(4-nonylphenoxy)ethoxy]ethoxy]- | NP3EC |  | N | N | Not Assigned | Accepted | 7/10/2013 11:19:06 AM
4578 | Acetic acid, 2-[2-[2-[2-(4-nonylphenoxy)ethoxy]ethoxy]ethoxy]- | NP4EC |  | N | N | Not Assigned | Accepted | 7/10/2013 11:19:06 AM
2427 | Acetic acid, octadecyl ester | 822-23-1 | 71266 | Y | N | Organics, Other | Accepted | 3/2/2007 8:40:09 AM
507 | Acetochlor | 34256-82-1 | 266114 | N | N | Organics, Pesticide | Accepted | 7/22/2014 12:00:00 AM
3978 | Acetochlor ESA | 187022-11-3 | 1736956 | N | N | Organics, Pesticide | Accepted | 7/22/2014 12:00:00 AM
3979 | Acetochlor OA | 194992-44-4 | 1736958 | N | N | Organics, Pesticide | Accepted | 7/22/2014 12:00:00 AM
508 | Acetone | 67-64-1 | 4309 | Y | N | Organics, Other | Accepted | 3/2/2007 8:40:09 AM
509 | Acetonitrile | 75-05-8 | 5272 | N | N | Organics, Other | Accepted | 7/22/2014 12:00:00 AM
510 | Acetophenone | 98-86-2 | 18333 | N | N | Organics, Other | Accepted | 7/22/2014 12:00:00 AM
18 | Acetovanillone | 498-02-2 | 48074 | Y | N | Not Assigned | Accepted | 3/2/2007 8:40:09 AM
7605 | Acetyl norfentanyl |  |  | N | N |  |  | 12/18/2018 10:33:19 AM
7223 | Acetyl norfentanyl (hydrochloride) | 22352-82-5 |  | N | N | Not Assigned | Accepted | 8/6/2018 11:12:42 AM
3017 | Acetylene | 74-86-2 | 5108 | N | N | Not Assigned | Accepted | 7/3/2008 12:21:27 PM
3484 | Acibenzolar-S-methyl | 135158-54-2 | 964411 | Y | N | Organics, Pesticide | Accepted | 11/29/2010 4:53:09 PM
2076 | Acid - Base Potential |  | 17164625 | N | N | Physical | Accepted | 3/2/2007 8:40:10 AM
2077 | Acid Generation Potential |  | 17164609 | N | N | Physical | Accepted | 3/2/2007 8:40:10 AM
2078 | Acid Neutralization Potential Acidity (ANPA) |  | 17164617 | N | N | Physical | Accepted | 3/2/2007 8:40:10 AM
2079 | Acid Neutralization Potential As %CaCO3 |  | 17294646 | N | N | Physical | Accepted | 3/2/2007 8:40:10 AM
512 | Acid Volatile Sulfides |  | 966762 | Y | N | Physical | Accepted | 3/2/2007 8:40:10 AM
5003 | Acidity |  |  | N | N | Physical | Accepted | 1/6/2015 2:23:08 PM
514 | Acidity, hydrogen ion (H+) |  | 1640572 | N | N | Physical | Accepted | 3/2/2007 8:40:10 AM
515 | Acifluorfen | 50594-66-6 | 288944 | Y | N | Organics, Pesticide | Accepted | 3/2/2007 8:40:10 AM
516 | Acifluorfen, sodium salt | 62476-59-9 | 325225 | Y | N | Organics, Pesticide | Accepted | 3/2/2007 8:40:10 AM
2080 | Acinetobacter |  | 17294422 | N | N | Microbiological | Accepted | 7/22/2014 12:00:00 AM
517 | Acridine | 260-94-6 | 40840 | N | N | Organics, Pesticide | Accepted | 3/2/2007 8:40:10 AM
518 | Acrolein | 107-02-8 | 24075 | Y | N | Organics, Pesticide | Accepted | 3/2/2007 8:40:10 AM
519 | Acrylamide | 79-06-1 | 7575 | N | N | Organics, Other | Accepted | 3/2/2007 8:40:10 AM
520 | Acrylonitrile | 107-13-1 | 24182 | Y | N | Organics, Pesticide | Accepted | 3/2/2007 8:40:10 AM
521 | Actinium-228 | 14331-83-0 | 962407 | N | N | Radiochemical | Accepted | 7/22/2014 12:00:00 AM
5081 | Actinolite Asbestos | 77536-66-4 | 17074774 | N | N | Not Assigned | Accepted | 3/9/2015 1:24:32 PM
3383 | Active channel height |  |  | N | N | Physical | Accepted | 6/8/2010 9:44:20 AM
3382 | Active channel width |  |  | N | N | Physical | Accepted | 6/8/2010 9:44:20 AM
5733 | Activities - Algal Mats (choice list) |  |  | N | Y | Not Assigned | Accepted | 4/11/2017 12:00:00 AM
5751 | Activities - Angling Pressure (choice list) |  |  | N | Y | Not Assigned | Accepted | 4/11/2017 12:00:00 AM
5726 | Activities - Bridge/Culverts (choice list) |  |  | N | Y | Not Assigned | Accepted | 4/11/2017 12:00:00 AM
5753 | Activities - Channelization (choice list) |  |  | N | Y | Not Assigned | Accepted | 4/11/2017 12:00:00 AM
5750 | Activities - Chem. Treatment (choice list) |  |  | N | Y | Not Assigned | Accepted | 4/11/2017 12:00:00 AM
5748 | Activities - Commercial (choice list) |  |  | N | Y | Not Assigned | Accepted | 4/11/2017 12:00:00 AM
5722 | Activities - Construction (choice list) |  |  | N | Y | Not Assigned | Accepted | 4/11/2017 12:00:00 AM
5734 | Activities - Cropland (choice list) |  |  | N | Y | Not Assigned | Accepted | 4/11/2017 12:00:00 AM
5756 | Activities - Dams (choice list) |  |  | N | Y | Not Assigned | Accepted | 4/11/2017 12:00:00 AM
5752 | Activities - Dredging (choice list) |  |  | N | Y | Not Assigned | Accepted | 4/11/2017 12:00:00 AM
5724 | Activities - Dumping (choice list) |  |  | N | Y | Not Assigned | Accepted | 4/11/2017 12:00:00 AM
5746 | Activities - Evidence of Fire (choice list) |  |  | N | Y | Not Assigned | Accepted | 4/11/2017 12:00:00 AM
7449 | Activities - Feedlot (choice list) |  |  | N | Y | Not Assigned | Accepted | 10/4/2018 11:02:55 AM
5755 | Activities - Fish Stocking (choice list) |  |  | N | Y | Not Assigned | Accepted | 4/11/2017 12:00:00 AM
5728 | Activities - Hiking Trails (choice list) |  |  | N | Y | Not Assigned | Accepted | 4/11/2017 12:00:00 AM
5741 | Activities - Industrial Plants (choice list) |  |  | N | Y | Not Assigned | Accepted | 4/11/2017 12:00:00 AM
5739 | Activities - Irrigation Equipment (choice list) |  |  | N | Y | Not Assigned | Accepted | 4/11/2017 12:00:00 AM
5749 | Activities - Liming (choice list) |  |  | N | Y | Not Assigned | Accepted | 4/11/2017 12:00:00 AM
5736 | Activities - Livestock Use (choice list) |  |  | N | Y | Not Assigned | Accepted | 4/11/2017 12:00:00 AM
5745 | Activities - Logging (choice list) |  |  | N | Y | Not Assigned | Accepted | 4/11/2017 12:00:00 AM
5721 | Activities - Maintained Lawns (choice list) |  |  | N | Y | Not Assigned | Accepted | 4/11/2017 12:00:00 AM
5742 | Activities - Mines/Quarries (choice list) |  |  | N | Y | Not Assigned | Accepted | 4/11/2017 12:00:00 AM
5747 | Activities - Odors (choice list) |  |  | N | Y | Not Assigned | Accepted | 4/11/2017 12:00:00 AM
5743 | Activities - Oil/Gas Wells (choice list) |  |  | N | Y | Not Assigned | Accepted | 4/11/2017 12:00:00 AM
5737 | Activities - Orchards (choice list) |  |  | N | Y | Not Assigned | Accepted | 4/11/2017 12:00:00 AM
5729 | Activities - Parks, Campgrounds (choice list) |  |  | N | Y | Not Assigned | Accepted | 4/11/2017 12:00:00 AM
5735 | Activities - Pasture (choice list) |  |  | N | Y | Not Assigned | Accepted | 4/11/2017 12:00:00 AM
5723 | Activities - Pipes, Drains (choice list) |  |  | N | Y | Not Assigned | Accepted | 4/11/2017 12:00:00 AM
5738 | Activities - Poultry (choice list) |  |  | N | Y | Not Assigned | Accepted | 4/11/2017 12:00:00 AM
5744 | Activities - Power Plants (choice list) |  |  | N | Y | Not Assigned | Accepted | 4/11/2017 12:00:00 AM
5730 | Activities - Primitive Parks, Camping (choice list) |  |  | N | Y | Not Assigned | Accepted | 4/11/2017 12:00:00 AM
5720 | Activities - Residences (choice list) |  |  | N | Y | Not Assigned | Accepted | 4/11/2017 12:00:00 AM
5725 | Activities - Roads (choice list) |  |  | N | Y | Not Assigned | Accepted | 4/11/2017 12:00:00 AM
5727 | Activities - Sewage Treatment (choice list) |  |  | N | Y | Not Assigned | Accepted | 4/11/2017 12:00:00 AM
5732 | Activities - Surface Films (choice list) |  |  | N | Y | Not Assigned | Accepted | 4/11/2017 12:00:00 AM
5731 | Activities - Trash/Litter (choice list) |  |  | N | Y | Not Assigned | Accepted | 4/11/2017 12:00:00 AM
5754 | Activities - Water Level Fluctuations (choice list) |  |  | N | Y | Not Assigned | Accepted | 4/11/2017 12:00:00 AM
5740 | Activities - Water Withdrawal (choice list) |  |  | N | Y | Not Assigned | Accepted | 4/11/2017 12:00:00 AM
2082 | Actual Number of Individuals Examined |  | 17164575 | N | N | Not Assigned | Accepted | 7/22/2014 12:00:00 AM
2083 | Actual Number of Individuals Measured |  | 17164567 | N | N | Not Assigned | Accepted | 3/2/2007 8:40:10 AM
2084 | Actual Number of Individuals Weighed |  | 17164559 | N | N | Not Assigned | Accepted | 3/2/2007 8:40:11 AM
5020 | Acyclovir | 59277-89-3 |  | N | N | Not Assigned | Accepted | 2/2/2015 9:09:28 AM
522 | Adenosine triphosphate | 56-65-5 | 2220 | N | N | Not Assigned | Accepted | 7/22/2014 12:00:00 AM
5000 | Adjusted gross alpha activity |  |  | N | N | Not Assigned | Accepted | 12/11/2014 8:55:13 AM
2085 | Aeromonas hydrophila |  | 763953 | N | N | Microbiological | Accepted | 3/2/2007 8:40:11 AM
523 | Aflatoxins | 1402-68-2 | 961458 | N | N | Not Assigned | Accepted | 3/2/2007 8:40:11 AM
2086 | Age |  | 1647940 | N | N | Physical | Accepted | 3/2/2007 8:40:11 AM
2087 | Age, Otoliths (Fish) |  | 1642743 | N | N | Physical | Accepted | 3/2/2007 8:40:11 AM
2088 | Age, Scales (Fish) |  | 1642750 | N | N | Physical | Accepted | 3/2/2007 8:40:11 AM
2089 | Age, Spines (Fish) |  | 1642768 | N | N | Physical | Accepted | 3/2/2007 8:40:11 AM
2090 | Age, Vertebra (Fish) |  | 1642792 | N | N | Physical | Accepted | 3/2/2007 8:40:11 AM
3055 | Aggressive index |  | 1640259 | N | N | Physical | Accepted | 9/24/2008 12:29:51 PM
4048 | AHTN | 21145-77-7 | 1730884 | N | N | Not Assigned | Accepted | 7/22/2014 12:00:00 AM
524 | Air entrained |  | 1640994 | N | N | Physical | Accepted | 3/2/2007 8:40:11 AM
525 | Alachlor | 15972-60-8 | 202549 | Y | N | Organics, Pesticide | Accepted | 3/2/2007 8:40:11 AM
3980 | Alachlor ESA | 142363-53-9 | 964502 | N | N | Organics, Pesticide | Accepted | 7/22/2014 12:00:00 AM
3981 | Alachlor OA | 171262-17-2 | 1736960 | N | N | Organics, Pesticide | Accepted | 7/22/2014 12:00:00 AM
4371 | Alanine aka L-alanine | 56-41-7 | 2162 | N | N | Not Assigned | Accepted | 3/20/2015 1:29:32 PM
4759 | Albuterol-d3 | 1219798-60-3 |  | N | N | Not Assigned | Accepted | 3/24/2014 9:00:00 AM
5021 | Albuterol-d9 | 1133418-26-4 |  | N | N | Not Assigned | Accepted | 2/2/2015 9:09:28 AM
7115 | Aldehydes |  | 761379 | N | N | Not Assigned | Accepted | 6/7/2018 8:49:38 AM
526 | Aldicarb | 116-06-3 | 29363 | Y | N | Organics, Pesticide | Accepted | 3/2/2007 8:40:11 AM
527 | Aldicarb sulfone | 1646-88-4 | 90092 | Y | N | Organics, Pesticide | Accepted | 3/2/2007 8:40:11 AM
528 | Aldicarb sulfoxide | 1646-87-3 | 90084 | Y | N | Organics, Pesticide | Accepted | 3/2/2007 8:40:11 AM
529 | Aldrin | 309-00-2 | 42002 | Y | N | Organics, Pesticide | Accepted | 3/2/2007 8:40:12 AM
530 | Aldrin + dieldrin mix, unspecified |  | 741587 | Y | N | Organics, Pesticide | Accepted | 3/2/2007 8:40:12 AM
531 | Algae, all groups, density |  | 52457058 | N | N | Physical | Accepted | 3/2/2007 8:40:12 AM
532 | Algae, blue-green (phylum cyanophyta) density |  | 52457108 | N | N | Physical | Accepted | 3/2/2007 8:40:12 AM
6524 | Algae, blue-green (phylum cyanophyta) percent |  |  | N | N | Not Assigned | Accepted | 5/10/2017 10:24:27 AM
533 | Algae, brown (phylum phaeophyta) density |  | 52457082 | N | N | Physical | Accepted | 3/2/2007 8:40:12 AM
534 | Algae, golden-brown (phylum chrysophyta) density |  | 52457074 | N | N | Physical | Accepted | 3/2/2007 8:40:12 AM
535 | Algae, green (phylum chlorophyta) density |  | 52457298 | N | N | Physical | Accepted | 3/2/2007 8:40:12 AM
536 | Algae, red (phylum rhodophyta) density |  | 52457090 | N | N | Physical | Accepted | 3/2/2007 8:40:12 AM
2092 | Algae, substrate rock/bank cover (choice list) |  | 764357 | N | Y | Physical | Accepted | 3/2/2007 8:40:12 AM
537 | Algae, yellow-green (phylum xanthophyta) density |  | 52457066 | N | N | Physical | Accepted | 3/2/2007 8:40:12 AM
3160 | algal entity density |  |  | N | N | Microbiological | Accepted | 12/7/2009 1:36:50 PM
538 | Algal growth potential |  | 1641000 | N | N | Biological | Accepted | 3/2/2007 8:40:12 AM
539 | Aliphatics fraction |  | 966770 | Y | N | Organics, Other | Accepted | 3/2/2007 8:40:12 AM
540 | Alkaline phosphatase | 9001-78-9 | 160986 | N | N | Not Assigned | Accepted | 7/22/2014 12:00:00 AM
4938 | Alkalinity, bicarbonate |  | 1640226 | N | N | Physical | Accepted | 7/29/2014 12:00:00 AM
4999 | Alkalinity, carbonate |  | 1640242 | N | N | Physical | Accepted | 12/11/2014 8:52:22 AM
5016 | Alkalinity, Hydroxide |  | 52456969 | N | N | Physical | Accepted | 1/23/2015 8:53:13 AM
2093 | Alkalinity, Phenolphthalein (total hydroxide+1/2 carbonate) |  | 1640218 | Y | N | Physical | Accepted | 3/2/2007 8:40:13 AM
544 | Alkalinity, total |  | 1640192 | N | N | Physical | Accepted | 7/22/2014 12:00:00 AM
545 | Alkane mix C10-C34 |  | 966788 | Y | N | Not Assigned | Accepted | 3/2/2007 8:40:13 AM
4658 | Alkanes, Petroleum |  |  | N | N | Not Assigned | Accepted | 7/22/2014 12:00:00 AM
4659 | Alkanes, Plant Wax |  |  | N | N | Not Assigned | Accepted | 7/22/2014 12:00:00 AM
546 | Alkanes, total |  | 966796 | Y | N | Not Assigned | Accepted | 3/2/2007 8:40:13 AM
547 | Allethrin | 584-79-2 | 55921 | N | N | Organics, Pesticide | Accepted | 7/22/2014 12:00:00 AM
548 | Allyl chloride | 107-05-1 | 24109 | Y | N | Organics, Pesticide | Accepted | 3/2/2007 8:40:13 AM
2094 | Allyl isothiocyanate | 57-06-7 | 2402 | Y | N | Organics, Pesticide | Accepted | 3/2/2007 8:40:13 AM
4579 | Allyl trenbolone | 850-52-2 |  | N | N | Not Assigned | Accepted | 7/10/2013 11:19:06 AM
3907 | Allyl-sec-butyl-barbituric acid | 115-44-6 | 1736940 | N | N | Organics, Other | Accepted | 7/22/2014 12:00:00 AM
1752 | Alpha particle | 12587-46-1 | 182451 | N | N | Radiochemical | Accepted | 7/22/2014 12:00:00 AM
5768 | alpha-HCH (aLindane) |  |  | Y | N | Not Assigned | Accepted | 7/10/2017 1:24:47 PM
3551 | Alprazolam | 28981-97-7 | 17001249 | N | N | Organics, Other | Accepted | 7/22/2014 12:00:00 AM
3853 | Alprazolam-D5 | 125229-61-0 | 1736850 | N | N | Organics, Other | Accepted | 7/22/2014 12:00:00 AM
2095 | Altitude |  | 1641018 | N | N | Information | Accepted | 3/2/2007 8:40:13 AM
549 | Aluminum | 7429-90-5 | 149476 | Y | N | Inorganics, Minor, Metals | Accepted | 3/2/2007 8:40:13 AM
550 | Aluminum sulfate | 10043-01-3 | 167106 | Y | N | Organics, Pesticide | Accepted | 3/2/2007 8:40:13 AM
2096 | Aluminum, Organic + Inorganic Monomeric (reactive aluminum) |  |  | Y | N | Organics, Other | Accepted | 3/2/2007 8:40:13 AM
2097 | Aluminum, Organic Monomeric (reactive aluminum) |  |  | Y | N | Organics, Other | Accepted | 3/2/2007 8:40:13 AM
1677 | Americium | 7440-35-9 | 149955 | N | N | Not Assigned | Accepted | 9/23/2016 9:21:00 AM
551 | Americium-241 | 14596-10-2 | 962464 | N | N | Radiochemical | Accepted | 7/22/2014 12:00:00 AM
552 | Ametryn | 834-12-8 | 71894 | Y | N | Organics, Pesticide | Accepted | 3/2/2007 8:40:14 AM
2098 | Amikacin | 37517-28-5 | 17164195 | Y | N | Not Assigned | Accepted | 3/2/2007 8:40:14 AM
5149 | Aminoazobenzene | 60-09-3 | 3244 | N | N | Not Assigned | Accepted | 4/14/2015 3:35:03 PM
553 | Aminocarb | 2032-59-9 | 95661 | N | N | Organics, Pesticide | Accepted | 3/2/2007 8:40:14 AM
4902 | Aminocyclopyrachlor | 858956-08-8 | 1734056 | N | N | Not Assigned | Accepted | 6/6/2014 12:00:00 AM
6874 | Aminomethanesulfonic acid | 13881-91-9 | 192286 | N | N | Not Assigned | Accepted | 1/11/2018 10:06:52 AM
554 | Aminomethylphosphonic acid | 1066-51-9 | 686584 | Y | N | Organics, Pesticide | Accepted | 3/2/2007 8:40:14 AM
4597 | Aminopyralid | 150114-71-9 | 17131707 | N | N | Organics, Pesticide | Accepted | 8/1/2013 11:19:06 AM
2100 | Amitriptyline | 50-48-6 | 17163478 | Y | N | Organics, Other | Accepted | 3/2/2007 8:40:14 AM
3830 | Amitriptyline (+/-)-E-10-hydroxylated | 64520-05-4 | 1736614 | N | N | Organics, Other | Accepted | 12/3/2012 3:47:12 PM
5606 | Amitriptyline hydrochloride | 549-18-8 |  | N | N | Not Assigned | Accepted | 1/11/2016 1:32:45 PM
4768 | Amitriptyline-d6 | 203645-63-0 |  | N | N | Not Assigned | Accepted | 3/24/2014 9:00:00 AM
555 | Amitrole | 61-82-5 | 3533 | Y | N | Organics, Pesticide | Accepted | 3/2/2007 8:40:14 AM
4558 | Amlodipine | 88150-42-9 | 1735785 | N | N | Not Assigned | Accepted | 7/10/2013 11:19:06 AM
556 | Ammonia | 7664-41-7 | 152389 | Y | N | Nutrient | Accepted | 7/22/2014 12:00:00 AM
4684 | Ammonia and ammonium |  | 966655 | Y | N | Nutrient | Accepted | 8/26/2013 8:42:18 AM
557 | Ammonia uptake |  | 1641026 | N | N | Physical | Accepted | 7/22/2014 12:00:00 AM
2942 | Ammonia-nitrogen |  | 17294687 | Y | N | Nutrient | Accepted | 3/2/2007 8:40:14 AM
2944 | Ammonium | 14798-03-9 | 197202 | Y | N | Nutrient | Accepted | 3/2/2007 8:40:14 AM
2101 | Ammonium bromide | 12124-97-9 | 179382 | Y | N | Not Assigned | Accepted | 3/2/2007 8:40:14 AM
4685 | Ammonium fluoride | 12125-01-8 | 179408 | N | N | Not Assigned | Accepted | 9/11/2013 8:42:18 AM
2102 | Ammonium hydroxide | 1336-21-6 | 85860 | Y | N | Not Assigned | Accepted | 3/2/2007 8:40:14 AM
3357 | Ammonium ion (NH4+) protolyte |  |  | N | N | Not Assigned | Accepted | 4/5/2016 8:50:14 AM
7107 | Ammonium nitrate | 6484-52-2 | 143297 | N | N | Not Assigned | Accepted | 6/7/2018 8:49:38 AM
558 | Ammonium perchlorate | 7790-98-9 | 156398 | Y | N | Not Assigned | Accepted | 3/2/2007 8:40:14 AM
559 | Ammonium picrate | 131-74-8 | 35501 | Y | N | Not Assigned | Accepted | 3/2/2007 8:40:14 AM
2103 | Ammonium sulfamate | 7773-06-0 | 153668 | Y | N | Organics, Pesticide | Accepted | 3/2/2007 8:40:14 AM
7108 | Ammonium sulfate | 7783-20-2 | 154559 | N | N | Not Assigned | Accepted | 6/7/2018 8:49:38 AM
560 | Amobam oxidation products |  | 966804 | Y | N | Not Assigned | Accepted | 3/2/2007 8:40:14 AM
2104 | Amoeba |  | 1852458 | N | N | Microbiological | Accepted | 3/2/2007 8:40:15 AM
2105 | Amoebidae |  | 1852441 | N | N | Microbiological | Accepted | 3/2/2007 8:40:15 AM
3018 | Amosite Asbestos | 12172-73-5 | 180299 | N | N | Not Assigned | Accepted | 7/3/2008 12:21:27 PM
3508 | Amount of Refuse on Banks (choice list) |  |  | N | Y | Information | Accepted | 12/17/2010 6:13:10 PM
2106 | Amoxicillin trihydrate | 61336-70-7 | 17164237 | Y | N | Not Assigned | Accepted | 3/2/2007 8:40:15 AM
5332 | AMPA (glyphosate metabolite) | 1066-51-9 |  | N | N | Not Assigned | Accepted | 6/4/2015 11:11:57 AM
3552 | Amphetamine | 300-62-9 | 41418 | N | N | Organics, Other | Accepted | 7/22/2014 12:00:00 AM
5022 | Amphetamine-d6 | 73758-26-6 |  | N | N | Not Assigned | Accepted | 2/2/2015 9:09:29 AM
5083 | Amphiboles | 1318-09-8 | 709485 | N | N | Not Assigned | Accepted | 3/9/2015 1:24:32 PM
2107 | Ampicillin | 69-53-4 | 17164245 | Y | N | Organics, Other | Accepted | 3/2/2007 8:40:15 AM
4779 | Amsacrine | 51264-14-3 |  | N | N | Not Assigned | Accepted | 3/24/2014 9:00:00 AM
1370 | Amylbenzene | 538-68-1 | 51599 | Y | N | Organics, Other | Accepted | 3/2/2007 8:40:15 AM
2109 | Anabasine | 494-52-0 | 17122722 | Y | N | Not Assigned | Accepted | 3/2/2007 8:40:15 AM
562 | Anatoxin |  | 966812 | Y | N | Not Assigned | Accepted | 3/2/2007 8:40:15 AM
5396 | Anatoxin-A | 64285-06-9 | 1735882 | N | N | Not Assigned | Accepted | 9/14/2015 9:04:23 AM
4874 | Androstane | 438-22-2 | 1735713 | N | N | Not Assigned | Accepted | 5/1/2014 9:00:00 AM
4034 | Androstenedione-d7 | 67034-85-9 |  | N | N | Organics, Other | Accepted | 3/29/2013 8:42:18 AM
3594 | Androsterone | 53-41-8 | 17122177 | N | N | Organics, Other | Accepted | 7/1/2011 4:33:17 PM
4580 | Anhydrochlortetracycline | 4497-08-9 |  | N | N | Not Assigned | Accepted | 7/10/2013 11:19:06 AM
4581 | Anhydrotetracycline | 4496-85-9 |  | N | N | Not Assigned | Accepted | 7/10/2013 11:19:06 AM
563 | Anilazine | 101-05-3 | 19885 | N | N | Organics, Pesticide | Accepted | 7/22/2014 12:00:00 AM
564 | Aniline | 62-53-3 | 3632 | Y | N | Organics, Other | Accepted | 3/2/2007 8:40:15 AM
566 | Anion deficit |  | 1641034 | Y | N | Physical | Accepted | 3/2/2007 8:40:15 AM
565 | Anion/cation ratio |  | 52457009 | N | N | Physical | Accepted | 3/2/2007 8:40:15 AM
2434 | Anise oil | 8007-70-3 | 158006 | Y | N | Organics, Pesticide | Accepted | 3/2/2007 8:40:15 AM
567 | Anisole | 100-66-3 | 19620 | N | N | Not Assigned | Accepted | 3/2/2007 8:40:15 AM
3809 | Anthanthrene |  | 524669967 | N | N | Radiochemical | Accepted | 8/30/2012 9:23:02 AM
5082 | Anthophyllite asbestos | 77536-67-5 | 17074782 | N | N | Not Assigned | Accepted | 3/9/2015 1:24:32 PM
568 | Anthracene | 120-12-7 | 31013 | Y | N | Organics, Other | Accepted | 3/2/2007 8:40:15 AM
4877 | Anthracene-d10 | 1719-06-8 | 17003658 | N | N | Organics, Other | Accepted | 5/1/2014 9:00:00 AM
569 | Anthraquinone | 84-65-1 | 9977 | Y | N | Organics, Pesticide | Accepted | 3/2/2007 8:40:15 AM
570 | Antimony | 7440-36-0 | 149963 | Y | N | Inorganics, Minor, Non-metals | Accepted | 3/2/2007 8:40:15 AM
2110 | Antimony potassium tartrate | 28300-74-5 | 248807 | Y | N | Organics, Pesticide | Accepted | 3/2/2007 8:40:15 AM
3191 | Antimony-124 | 14683-10-4 | 776757 | Y | N | Radiochemical | Accepted | 3/25/2010 9:08:30 AM
571 | Antimony-125 | 14234-35-6 | 776443 | N | N | Radiochemical | Accepted | 7/22/2014 12:00:00 AM
2111 | Antimycin A | 1397-94-0 | 86413 | Y | N | Not Assigned | Accepted | 3/2/2007 8:40:16 AM
5023 | Antipyrine | 60-80-0 | 3434 | N | N | Not Assigned | Accepted | 2/2/2015 9:09:30 AM
4002 | Apatite inorganic phosphorus |  |  | N | N | Information | Accepted | 2/19/2013 12:00:00 AM
572 | Apparent color |  | 1641752 | N | N | Physical | Accepted | 3/2/2007 8:40:16 AM
5758 | Appealing (choice list) |  |  | N | Y | Not Assigned | Accepted | 4/11/2017 12:00:00 AM
2112 | Apramycin | 37321-09-8 | 17164260 | Y | N | Not Assigned | Accepted | 3/2/2007 8:40:16 AM
3449 | Aquatic buffer area |  |  | N | N | Not Assigned | Accepted | 3/18/2016 12:31:39 PM
6639 | Aquatic Plant Cover, substrate rock/bank cover (choice list) |  |  | N | Y | Not Assigned | Accepted | 7/5/2017 11:22:41 AM
964 | ar,ar'-Dimethylbiphenyl | 28013-11-8 | 691675 | N | N | Not Assigned | Accepted | 3/2/2007 8:40:16 AM
745 | Arachidoinic acid | 506-32-1 |  | N | N | Not Assigned | Accepted | 10/5/2016 10:50:33 AM
5172 | Aramite | 140-57-8 | 37804 | N | N | Not Assigned | Accepted | 4/14/2015 3:35:04 PM
6352 | Area scanned |  |  | N | N | Physical | Accepted | 2/27/2017 9:53:18 AM
573 | Argon | 7440-37-1 | 149971 | N | N | Not Assigned | Accepted | 3/2/2007 8:40:16 AM
4174 | Aripiprazole | 129722-12-9 |  | N | N | Organics, Other | Accepted | 5/30/2013 8:42:18 AM
574 | Aroclor (unspecified) | 12767-79-2 | 183020 | Y | N | Organics, PCBs | Accepted | 3/2/2007 8:40:16 AM
575 | Aroclor 1016 | 12674-11-2 | 182782 | Y | N | Organics, PCBs | Accepted | 3/2/2007 8:40:16 AM
1605 | Aroclor 1016 mixt. with Aroclor 1221 |  | 967158 | Y | N | Organics, PCBs | Accepted | 3/2/2007 8:40:16 AM
1606 | Aroclor 1016 mixt. with Aroclor 1242 |  | 967166 | Y | N | Organics, PCBs | Accepted | 3/2/2007 8:40:16 AM
576 | Aroclor 1210 | 147601-87-4 | 740480 | Y | N | Organics, PCBs | Accepted | 3/2/2007 8:40:16 AM
577 | Aroclor 1216 | 151820-27-8 | 740498 | Y | N | Organics, PCBs | Accepted | 3/2/2007 8:40:16 AM
578 | Aroclor 1221 | 11104-28-2 | 173153 | Y | N | Organics, PCBs | Accepted | 3/2/2007 8:40:16 AM
579 | Aroclor 1231 | 37234-40-5 | 739193 | Y | N | Organics, PCBs | Accepted | 3/2/2007 8:40:16 AM
580 | Aroclor 1232 | 11141-16-5 | 173583 | Y | N | Organics, PCBs | Accepted | 3/2/2007 8:40:16 AM
581 | Aroclor 1240 | 71328-89-7 | 542282 | Y | N | Organics, PCBs | Accepted | 3/2/2007 8:40:16 AM
582 | Aroclor 1242 | 53469-21-9 | 298950 | Y | N | Organics, PCBs | Accepted | 3/2/2007 8:40:17 AM
1607 | Aroclor 1242 mixt. with Aroclor 1248 |  | 967174 | Y | N | Organics, PCBs | Accepted | 3/2/2007 8:40:17 AM
1608 | Aroclor 1242 mixt. with Aroclor 1248 and Aroclor 1254 |  | 967182 | Y | N | Organics, PCBs | Accepted | 11/2/2012 8:41:40 AM
1609 | Aroclor 1242 mixt. with Aroclor 1248 and Aroclor 1260 |  | 967190 | Y | N | Organics, PCBs | Accepted | 3/2/2007 8:40:17 AM
1610 | Aroclor 1242 mixt. with Aroclor 1254 |  | 967208 | Y | N | Organics, PCBs | Accepted | 3/2/2007 8:40:17 AM
1611 | Aroclor 1242 mixt. with Aroclor 1254 and Aroclor 1260 |  | 967216 | Y | N | Organics, PCBs | Accepted | 3/2/2007 8:40:17 AM
1612 | Aroclor 1242 mixt. with Aroclor 1260 |  | 967224 | Y | N | Organics, PCBs | Accepted | 3/2/2007 8:40:17 AM
583 | Aroclor 1248 | 12672-29-6 | 182766 | Y | N | Organics, PCBs | Accepted | 3/2/2007 8:40:17 AM
1613 | Aroclor 1248 mixt. with Aroclor 1254 |  | 967232 | Y | N | Organics, PCBs | Accepted | 3/2/2007 8:40:17 AM
1614 | Aroclor 1248 mixt. with Aroclor 1254 and Aroclor 1260 |  | 967240 | Y | N | Organics, PCBs | Accepted | 3/2/2007 8:40:17 AM
1615 | Aroclor 1248 mixt. with Aroclor 1260 |  | 967257 | Y | N | Organics, PCBs | Accepted | 3/2/2007 8:40:17 AM
584 | Aroclor 1250 | 165245-51-2 | 740530 | Y | N | Organics, PCBs | Accepted | 3/2/2007 8:40:17 AM
585 | Aroclor 1252 | 89577-78-6 | 740456 | Y | N | Organics, PCBs | Accepted | 3/2/2007 8:40:17 AM
586 | Aroclor 1254 | 11097-69-1 | 173047 | Y | N | Organics, PCBs | Accepted | 3/2/2007 8:40:17 AM
1616 | Aroclor 1254 mixt. with Aroclor 1260 |  | 967265 | Y | N | Organics, PCBs | Accepted | 3/2/2007 8:40:17 AM
587 | Aroclor 1260 | 11096-82-5 | 173021 | Y | N | Organics, PCBs | Accepted | 3/2/2007 8:40:17 AM
588 | Aroclor 1262 | 37324-23-5 | 274183 | Y | N | Organics, PCBs | Accepted | 3/2/2007 8:40:17 AM
5279 | Aroclor 1264 |  |  | N | N | Not Assigned | Accepted | 4/23/2015 2:18:21 PM
589 | Aroclor 1268 | 11100-14-4 | 173120 | Y | N | Organics, PCBs | Accepted | 3/2/2007 8:40:17 AM
1617 | Aroclor 5442 | 12642-23-8 | 182600 | Y | N | Organics, PCBs | Accepted | 3/2/2007 8:40:18 AM
4647 | Aroclor 5460 | 11126-42-4 | 173427 | N | N | Organics, PCBs | Accepted | 8/26/2013 8:42:18 AM
590 | Aromatics fraction |  | 761395 | Y | N | Organics, Other | Accepted | 3/2/2007 8:40:18 AM
591 | Arsenic | 7440-38-2 | 149989 | Y | N | Inorganics, Minor, Non-metals | Accepted | 3/2/2007 8:40:18 AM
7160 | Arsenic (III) | 22541-54-4 | 52450400 | Y | N | Not Assigned | Accepted | 6/18/2018 10:18:54 AM
7161 | Arsenic (V) | 17428-41-0 | 52450392 | Y | N | Not Assigned | Accepted | 6/18/2018 10:19:39 AM
2021 | Arsenic acid | 7778-39-4 | 153866 | N | N | Not Assigned | Accepted | 9/23/2016 8:46:22 AM
592 | Arsenic ion (3+) | 22541-54-4 | 52450400 | Y | N | Inorganics, Minor, Metals | Accepted | 3/2/2007 8:40:18 AM
593 | Arsenic ion (5+) | 17428-41-0 | 52450392 | Y | N | Inorganics, Minor, Metals | Accepted | 3/2/2007 8:40:18 AM
594 | Arsenic pentafluoride | 7784-36-3 | 155051 | Y | N | Not Assigned | Accepted | 3/2/2007 8:40:18 AM
4077 | Arsenic(III) trioxide | 1327-53-3 | 84749 | N | N | Organics, Pesticide | Accepted | 4/29/2013 8:42:18 AM
4613 | Arsenic(V) oxide hydrate | 12044-50-7 |  | N | N | Not Assigned | Accepted | 8/1/2013 11:19:06 AM
595 | Arsenic(V) pentoxide | 1303-28-2 | 82057 | Y | N | Not Assigned | Accepted | 3/2/2007 8:40:18 AM
5485 | Arsenic, dimethyl |  |  | N | N | Not Assigned | Accepted | 12/21/2015 3:01:36 PM
4618 | Arsenic, Inorganic |  |  | N | N | Not Assigned | Accepted | 7/22/2014 12:00:00 AM
5486 | Arsenic, monomethyl |  |  | N | N | Not Assigned | Accepted | 12/21/2015 3:01:37 PM
3173 | Arsenide |  | 52466455 | Y | N | Not Assigned | Accepted | 3/1/2010 11:05:46 AM
2075 | Arsine | 7784-42-1 | 155085 | N | N | Not Assigned | Accepted | 9/23/2016 8:46:21 AM
4240 | Artifical substrate, redundacy index |  |  | N | N | Physical | Accepted | 5/30/2013 8:42:18 AM
4900 | ASB + Cation |  |  | N | N | Not Assigned | Accepted | 6/5/2014 12:00:00 AM
596 | Asbestos | 1332-21-4 | 85282 | N | N | Not Assigned | Accepted | 7/22/2014 12:00:00 AM
4013 | Ash Free Dry Mass |  |  | N | N | Information | Accepted | 7/22/2014 12:00:00 AM
3666 | ashes | 68131-74-8 | 396671 | N | N | Information | Accepted | 8/9/2011 11:34:33 AM
3387 | Aspect |  |  | N | N | Physical | Accepted | 6/8/2010 9:44:20 AM
3846 | Atenolol | 29122-68-7 | 1735838 | N | N | Organics, Other | Accepted | 7/22/2014 12:00:00 AM
3861 | Atenolol-D7 | 1202864-50-3 |  | N | N | Organics, Other | Accepted | 7/22/2014 12:00:00 AM
597 | Atmospheric deposition, dry fall |  | 1641182 | N | N | Physical | Accepted | 3/2/2007 8:40:18 AM
598 | Atmospheric deposition, wet fall |  | 1641190 | N | N | Physical | Accepted | 7/22/2014 12:00:00 AM
7125 | Atmospheric stability |  | 524671062 | N | N | Not Assigned | Accepted | 6/7/2018 8:49:38 AM
4719 | Atorvastatin | 134523-00-5 | 1826957 | N | N | Organics, Other | Accepted | 3/24/2014 9:00:00 AM
5317 | Atorvastatin calcium | 134523-03-8 | 1735820 | N | N | Not Assigned | Accepted | 5/19/2015 8:45:12 AM
599 | Atraton | 1610-17-9 | 961508 | Y | N | Organics, Pesticide | Accepted | 3/2/2007 8:40:18 AM
600 | Atrazine | 1912-24-9 | 94128 | Y | N | Organics, Pesticide | Accepted | 3/2/2007 8:40:18 AM
3831 | Atrazine-d5 (ethyl-d5) | 163165-75-1 | 1736818 | N | N | Organics, Pesticide | Accepted | 12/3/2012 3:47:12 PM
5296 | Atterberg Classification |  |  | N | N | Information | Accepted | 4/30/2015 9:53:57 AM
6341 | Atterberg Limits |  |  | N | N | Not Assigned | Accepted | 2/27/2017 9:53:17 AM
4720 | Azathioprine | 446-86-6 | 17002858 | N | N | Not Assigned | Accepted | 3/24/2014 9:00:00 AM
4788 | Azathioprine-13C4 | 1346600-71-2 |  | N | N | Not Assigned | Accepted | 3/24/2014 9:00:00 AM
1407 | Azide | 14343-69-2 | 962423 | Y | N | Not Assigned | Accepted | 3/2/2007 8:40:18 AM
601 | Azinphos-ethyl | 2642-71-9 | 105676 | N | N | Organics, Pesticide | Accepted | 7/22/2014 12:00:00 AM
602 | Azinphos-methyl | 86-50-0 | 10777 | N | N | Organics, Pesticide | Accepted | 7/22/2014 12:00:00 AM
3927 | Azinphos-methyl oxygen analog |  |  | Y | N | Not Assigned | Accepted | 9/10/2014 12:00:00 AM
6364 | Aziridine | 151-56-4 | 40279 | N | N | Not Assigned | Accepted | 2/28/2017 2:35:27 PM
2115 | Azithromycin | 83905-01-5 | 17164252 | Y | N | Organics, Other | Accepted | 3/2/2007 8:40:18 AM
603 | Azobenzene | 103-33-3 | 21337 | N | N | Organics, Pesticide | Accepted | 7/22/2014 12:00:00 AM
3019 | Azoxystrobin | 131860-33-8 | 627422 | N | N | Organics, Pesticide | Accepted | 7/22/2014 12:00:00 AM
2984 | Azulene | 275-51-4 | 40915 | Y | N | Not Assigned | Accepted | 1/9/2008 10:25:39 AM
3148 | b-D-galactosidase (corrected for carbon content) |  |  | N | N | Not Assigned | Accepted | 11/24/2009 6:40:37 PM
3149 | b-D-glucosidase (corrected for carbon content) |  |  | N | N | Not Assigned | Accepted | 11/24/2009 6:40:37 PM
3156 | b-D-xylosidase (corrected for carbon content) |  |  | N | N | Not Assigned | Accepted | 11/24/2009 6:40:45 PM
3153 | b-N-acetylglucosaminidase (corrected for carbon content) |  |  | N | N | Not Assigned | Accepted | 11/24/2009 6:40:38 PM
2116 | Bacillus thuringiensis (Berliner) | 68038-71-1 | 386763 | N | N | Microbiological | Accepted | 3/2/2007 8:40:19 AM
2117 | Bacillus thuringiensis aizawai |  | 761791 | N | N | Microbiological | Accepted | 3/2/2007 8:40:19 AM
2118 | Bacillus thuringiensis aizawai GC-91 |  | 761932 | N | N | Microbiological | Accepted | 3/2/2007 8:40:19 AM
2119 | Bacillus thuringiensis israelensis |  | 761775 | N | N | Microbiological | Accepted | 3/2/2007 8:40:19 AM
2120 | Bacillus thuringiensis kurstaki |  | 761783 | N | N | Microbiological | Accepted | 3/2/2007 8:40:19 AM
2121 | Bacillus thuringiensis kurstaki BMP123 |  | 761825 | N | N | Microbiological | Accepted | 3/2/2007 8:40:19 AM
2122 | Bacillus thuringiensis kurstaki EG2348 |  | 761924 | N | N | Microbiological | Accepted | 3/2/2007 8:40:19 AM
2123 | Bacillus thuringiensis kurstaki EG2371 |  | 761924 | N | N | Microbiological | Accepted | 3/2/2007 8:40:19 AM
2124 | Bacillus thuringiensis kurstaki EG2424 |  | 761890 | N | N | Microbiological | Accepted | 3/2/2007 8:40:19 AM
2125 | Bacillus thuringiensis kurstaki HD1, D-endotoxin, cry1A(b) |  | 763359 | N | N | Microbiological | Accepted | 3/2/2007 8:40:19 AM
2126 | Bacillus thuringiensis morrisoni, lepidopteran active |  | 761924 | N | N | Microbiological | Accepted | 3/2/2007 8:40:19 AM
2127 | Bacillus thuringiensis NB357M |  | 761940 | N | N | Microbiological | Accepted | 3/2/2007 8:40:19 AM
2128 | Bacillus thuringiensis tenebrionis |  | 761809 | N | N | Microbiological | Accepted | 3/2/2007 8:40:19 AM
2129 | Bacitracin | 1405-87-4 | 86488 | N | N | Not Assigned | Accepted | 3/2/2007 8:40:19 AM
7407 | Back Water (Y/N) (choice list) |  |  | N | Y | Not Assigned | Accepted | 10/4/2018 11:02:55 AM
604 | Bacteria mix, unspecified |  | 52451135 | N | N | Microbiological | Accepted | 3/2/2007 12:00:00 AM
605 | Bacteria, denitrifiers |  | 1852276 | N | N | Microbiological | Accepted | 3/2/2007 8:40:19 AM
5001 | Bacteria, iron oxidizing |  |  | N | N | Not Assigned | Accepted | 12/15/2014 12:15:54 PM
3815 | Bacteria, iron reducing |  |  | N | N | Not Assigned | Accepted | 9/10/2014 12:00:00 AM
607 | Bacteria, iron+sulfur fixers |  | 1852284 | N | N | Microbiological | Accepted | 7/22/2014 12:00:00 AM
608 | Bacteria, nitrifiers |  | 1852292 | N | N | Microbiological | Accepted | 3/2/2007 8:40:20 AM
3806 | Bacteria, slime-forming |  |  | N | N | Not Assigned | Accepted | 9/10/2014 12:00:00 AM
3501 | Bacteria,Sulfate reducing |  |  | N | N | Microbiological | Accepted | 11/29/2010 4:54:14 PM
3392 | Bank class (choice list) |  |  | N | Y | Information | Accepted | 6/8/2010 9:44:20 AM
3393 | Bank class, Left (choice list) |  |  | N | Y | Information | Accepted | 6/8/2010 9:44:20 AM
3394 | Bank class, Right (choice list) |  |  | N | Y | Information | Accepted | 6/8/2010 9:44:21 AM
2130 | Bank erosion stability (choice list) |  | 1641232 | N | Y | Information | Accepted | 3/2/2007 8:40:20 AM
4645 | Bank Erosion, Left |  |  | N | N | Information | Accepted | 8/26/2013 8:42:18 AM
4646 | Bank Erosion, Right |  |  | N | N | Information | Accepted | 8/26/2013 8:42:18 AM
4639 | Bank Slope, Left |  |  | N | N | Physical | Accepted | 8/26/2013 8:42:18 AM
4640 | Bank Slope, Right |  |  | N | N | Physical | Accepted | 8/26/2013 8:42:18 AM
5645 | Bank Stability LDB |  |  | N | N | Not Assigned | Accepted | 8/25/2016 1:07:48 PM
5646 | Bank Stability RDB |  |  | N | N | Not Assigned | Accepted | 8/25/2016 1:07:48 PM
3396 | Bank Stability, Left (choice list) |  |  | N | Y | Not Assigned | Accepted | 4/11/2017 12:00:00 AM
3395 | Bank Stability, Right (choice list) |  |  | N | Y | Not Assigned | Accepted | 4/11/2017 12:00:00 AM
2131 | Bank vegetative stability (choice list) |  | 1641448 | N | Y | Information | Accepted | 3/2/2007 8:40:20 AM
5662 | Bankful Angle (choice list) |  |  | N | Y | Physical | Accepted | 4/11/2017 12:00:00 AM
7394 | Bankfull Height |  |  | N | N | Not Assigned | Accepted | 10/4/2018 11:02:55 AM
7404 | Bar Present (Y/N) (choice list) |  |  | N | Y | Not Assigned | Accepted | 10/4/2018 11:02:55 AM
7393 | Bar Width |  |  | N | N | Not Assigned | Accepted | 10/4/2018 11:02:55 AM
609 | Barban | 101-27-9 | 20016 | N | N | Organics, Pesticide | Accepted | 7/22/2014 12:00:00 AM
610 | Barite | 13462-86-7 | 962308 | N | N | Not Assigned | Accepted | 7/22/2014 12:00:00 AM
611 | Barium | 7440-39-3 | 149997 | Y | N | Inorganics, Minor, Metals | Accepted | 3/2/2007 8:40:20 AM
3184 | Barium-133 | 13981-41-4 | 52457454 | Y | N | Radiochemical | Accepted | 3/25/2010 9:08:30 AM
612 | Barium-140 | 14798-08-4 | 776849 | N | N | Radiochemical | Accepted | 7/22/2014 12:00:00 AM
613 | Barium-lanthanum |  | 966820 | Y | N | Inorganics, Minor, Metals | Accepted | 3/2/2007 8:40:20 AM
2132 | Barometric pressure |  | 1641265 | N | N | Physical | Accepted | 3/2/2007 8:40:20 AM
614 | Bases |  | 966838 | Y | N | Information | Accepted | 3/2/2007 8:40:20 AM
6160 | Battery voltage |  |  | N | N | Not Assigned | Accepted | 3/30/2017 12:52:20 PM
5251 | BDE 100L |  |  | N | N | Not Assigned | Accepted | 4/23/2015 2:17:45 PM
5252 | BDE 101L |  |  | N | N | Not Assigned | Accepted | 4/23/2015 2:17:47 PM
5253 | BDE 118L |  |  | N | N | Not Assigned | Accepted | 4/23/2015 2:17:48 PM
5254 | BDE 126L |  |  | N | N | Not Assigned | Accepted | 4/23/2015 2:17:49 PM
5255 | BDE 153L |  |  | N | N | Not Assigned | Accepted | 4/23/2015 2:17:50 PM
5256 | BDE 154L |  |  | N | N | Not Assigned | Accepted | 4/23/2015 2:17:52 PM
5257 | BDE 15L |  |  | N | N | Not Assigned | Accepted | 4/23/2015 2:17:53 PM
5258 | BDE 180L |  |  | N | N | Not Assigned | Accepted | 4/23/2015 2:17:54 PM
5259 | BDE 183L |  |  | N | N | Not Assigned | Accepted | 4/23/2015 2:17:55 PM
5260 | BDE 202L |  |  | N | N | Not Assigned | Accepted | 4/23/2015 2:17:56 PM
5261 | BDE 206L |  |  | N | N | Not Assigned | Accepted | 4/23/2015 2:17:58 PM
5262 | BDE 209L |  |  | N | N | Not Assigned | Accepted | 4/23/2015 2:17:59 PM
5263 | BDE 28L |  |  | N | N | Not Assigned | Accepted | 4/23/2015 2:18:00 PM
5264 | BDE 3L |  |  | N | N | Not Assigned | Accepted | 4/23/2015 2:18:01 PM
5265 | BDE 47L |  |  | N | N | Not Assigned | Accepted | 4/23/2015 2:18:02 PM
5266 | BDE 77L |  |  | N | N | Not Assigned | Accepted | 4/23/2015 2:18:03 PM
5267 | BDE 8L |  |  | N | N | Not Assigned | Accepted | 4/23/2015 2:18:05 PM
5268 | BDE 99L |  |  | N | N | Not Assigned | Accepted | 4/23/2015 2:18:06 PM
4256 | BDE-003 | 101-55-3 | 20172 | N | N | Organics, PCBs | Accepted | 5/30/2013 8:42:18 AM
4257 | BDE-004 | 51452-87-0 |  | N | N | Organics, PCBs | Accepted | 5/30/2013 8:42:18 AM
4258 | BDE-005 | 446254-14-4 |  | N | N | Organics, PCBs | Accepted | 5/30/2013 8:42:18 AM
4259 | BDE-006 | 147217-72-9 |  | N | N | Organics, PCBs | Accepted | 5/30/2013 8:42:18 AM
4262 | BDE-009 | 337513-66-3 |  | N | N | Organics, PCBs | Accepted | 5/30/2013 8:42:18 AM
4266 | BDE-014 | 46438-88-4 |  | N | N | Organics, PCBs | Accepted | 5/30/2013 8:42:18 AM
4268 | BDE-016 | 147217-74-1 |  | N | N | Organics, PCBs | Accepted | 5/30/2013 8:42:18 AM
7230 | BDE-017 | 147217-75-2 |  | N | N | Not Assigned | Accepted | 8/9/2018 3:27:09 PM
4270 | BDE-018 | 407606-55-7 |  | N | N | Organics, PCBs | Accepted | 5/30/2013 8:42:18 AM
4271 | BDE-019 | 147217-73-0 |  | N | N | Organics, PCBs | Accepted | 5/30/2013 8:42:18 AM
4272 | BDE-020 | 147217-76-3 |  | N | N | Organics, PCBs | Accepted | 5/30/2013 8:42:18 AM
4273 | BDE-021 | 337513-67-4 |  | N | N | Organics, PCBs | Accepted | 5/30/2013 8:42:18 AM
4274 | BDE-022 | 446254-15-5 |  | N | N | Organics, PCBs | Accepted | 5/30/2013 8:42:18 AM
4275 | BDE-023 | 446254-16-6 |  | N | N | Organics, PCBs | Accepted | 5/30/2013 8:42:18 AM
4276 | BDE-024 | 218304-36-0 |  | N | N | Organics, PCBs | Accepted | 5/30/2013 8:42:18 AM
4278 | BDE-026 | 337513-75-4 |  | N | N | Organics, PCBs | Accepted | 5/30/2013 8:42:18 AM
4279 | BDE-027 | 337513-53-8 |  | N | N | Organics, PCBs | Accepted | 5/30/2013 8:42:18 AM
4281 | BDE-029 | 337513-56-1 |  | N | N | Organics, PCBs | Accepted | 5/30/2013 8:42:18 AM
4283 | BDE-031 | 65075-08-3 |  | N | N | Organics, PCBs | Accepted | 5/30/2013 8:42:18 AM
4285 | BDE-033 | 147217-78-5 |  | N | N | Organics, PCBs | Accepted | 5/30/2013 8:42:18 AM
4286 | BDE-034 | 446254-17-7 |  | N | N | Organics, PCBs | Accepted | 5/30/2013 8:42:18 AM
4288 | BDE-036 | 147217-79-6 |  | N | N | Organics, PCBs | Accepted | 5/30/2013 8:42:18 AM
4290 | BDE-038 | 337513-54-9 |  | N | N | Organics, PCBs | Accepted | 5/30/2013 8:42:18 AM
4291 | BDE-039 | 407606-57-9 |  | N | N | Organics, PCBs | Accepted | 5/30/2013 8:42:18 AM
4293 | BDE-041 | 337513-68-5 |  | N | N | Not Assigned | Accepted | 5/30/2013 8:42:18 AM
4294 | BDE-042 | 446254-18-8 |  | N | N | Not Assigned | Accepted | 5/30/2013 8:42:18 AM
4295 | BDE-043 | 446254-19-9 |  | N | N | Not Assigned | Accepted | 5/30/2013 8:42:18 AM
4296 | BDE-044 | 446254-20-2 |  | N | N | Not Assigned | Accepted | 5/30/2013 8:42:18 AM
4297 | BDE-045 | 446254-21-3 |  | N | N | Not Assigned | Accepted | 5/30/2013 8:42:18 AM
4298 | BDE-046 | 446254-22-4 |  | N | N | Not Assigned | Accepted | 5/30/2013 8:42:18 AM
4300 | BDE-048 | 337513-55-0 |  | N | N | Organics, PCBs | Accepted | 5/30/2013 8:42:18 AM
4302 | BDE-050 | 446254-23-5 |  | N | N | Organics, PCBs | Accepted | 5/30/2013 8:42:18 AM
4303 | BDE-052 | 446254-24-6 |  | N | N | Organics, PCBs | Accepted | 5/30/2013 8:42:18 AM
4304 | BDE-053 | 446254-25-7 |  | N | N | Organics, PCBs | Accepted | 5/30/2013 8:42:18 AM
4305 | BDE-054 | 446254-26-8 |  | N | N | Organics, PCBs | Accepted | 5/30/2013 8:42:18 AM
4306 | BDE-055 | 446254-27-9 |  | N | N | Organics, PCBs | Accepted | 5/30/2013 8:42:18 AM
4307 | BDE-056 | 446254-28-0 |  | N | N | Organics, PCBs | Accepted | 5/30/2013 8:42:18 AM
4308 | BDE-057 | 337513-82-3 |  | N | N | Organics, PCBs | Accepted | 5/30/2013 8:42:18 AM
4309 | BDE-058 | 446254-29-1 |  | N | N | Organics, PCBs | Accepted | 5/30/2013 8:42:18 AM
4310 | BDE-059 | 446254-30-4 |  | N | N | Organics, PCBs | Accepted | 5/30/2013 8:42:18 AM
4311 | BDE-060 | 446254-31-5 |  | N | N | Organics, PCBs | Accepted | 5/30/2013 8:42:18 AM
4312 | BDE-061 | 446254-32-6 |  | N | N | Organics, PCBs | Accepted | 5/30/2013 8:42:18 AM
4313 | BDE-062 | 446254-33-7 |  | N | N | Organics, PCBs | Accepted | 5/30/2013 8:42:18 AM
4314 | BDE-063 | 446254-34-8 |  | N | N | Organics, PCBs | Accepted | 5/30/2013 8:42:18 AM
4315 | BDE-064 | 446254-35-9 |  | N | N | Organics, PCBs | Accepted | 5/30/2013 8:42:18 AM
4316 | BDE-065 | 446254-36-0 |  | N | N | Organics, PCBs | Accepted | 5/30/2013 8:42:18 AM
4317 | BDE-066 | 189084-61-5 |  | N | N | Organics, PCBs | Accepted | 5/30/2013 8:42:18 AM
4318 | BDE-067 | 446254-37-1 |  | N | N | Organics, PCBs | Accepted | 5/30/2013 8:42:18 AM
4319 | BDE-068 | 446254-38-2 |  | N | N | Organics, PCBs | Accepted | 5/30/2013 8:42:18 AM
4320 | BDE-069 | 327185-09-1 |  | N | N | Organics, PCBs | Accepted | 5/30/2013 8:42:18 AM
4321 | BDE-070 | 446254-39-3 |  | N | N | Organics, PCBs | Accepted | 5/30/2013 8:42:18 AM
4323 | BDE-072 | 446254-40-6 |  | N | N | Organics, PCBs | Accepted | 5/30/2013 8:42:18 AM
4324 | BDE-073 | 446254-41-7 |  | N | N | Organics, PCBs | Accepted | 5/30/2013 8:42:18 AM
4325 | BDE-074 | 446254-42-8 |  | N | N | Organics, PCBs | Accepted | 5/30/2013 8:42:18 AM
6280 | BDE-075 | 189084-63-7 | 1735429 | Y | N | Not Assigned | Accepted | 2/6/2017 10:17:15 AM
4327 | BDE-076 | 446254-43-9 |  | N | N | Organics, PCBs | Accepted | 5/30/2013 8:42:18 AM
4329 | BDE-078 | 446254-45-1 |  | N | N | Organics, PCBs | Accepted | 5/30/2013 8:42:18 AM
4331 | BDE-080 | 103173-66-6 |  | N | N | Organics, PCBs | Accepted | 5/30/2013 8:42:18 AM
4332 | BDE-081 | 446254-50-8 |  | N | N | Organics, PCBs | Accepted | 5/30/2013 8:42:18 AM
4334 | BDE-083 | 446254-51-9 |  | N | N | Not Assigned | Accepted | 5/30/2013 8:42:18 AM
4335 | BDE-084 | 446254-52-0 |  | N | N | Organics, PCBs | Accepted | 5/30/2013 8:42:18 AM
4336 | BDE-085 | 182346-21-0 |  | N | N | Organics, PCBs | Accepted | 5/30/2013 8:42:18 AM
4337 | BDE-086 | 446254-53-1 |  | N | N | Not Assigned | Accepted | 5/30/2013 8:42:18 AM
4338 | BDE-087 | 446254-54-2 |  | N | N | Not Assigned | Accepted | 5/30/2013 8:42:18 AM
4339 | BDE-088 | 446254-55-3 |  | N | N | Not Assigned | Accepted | 5/30/2013 8:42:18 AM
4340 | BDE-089 | 446254-56-4 |  | N | N | Not Assigned | Accepted | 5/30/2013 8:42:18 AM
4341 | BDE-090 | 446254-57-5 |  | N | N | Not Assigned | Accepted | 5/30/2013 8:42:18 AM
4342 | BDE-091 | 446254-58-6 |  | N | N | Not Assigned | Accepted | 5/30/2013 8:42:18 AM
4343 | BDE-092 | 446254-59-7 |  | N | N | Not Assigned | Accepted | 5/30/2013 8:42:18 AM
4344 | BDE-093 | 446254-60-0 |  | N | N | Organics, PCBs | Accepted | 5/30/2013 8:42:18 AM
4345 | BDE-094 | 446254-61-1 |  | N | N | Not Assigned | Accepted | 5/30/2013 8:42:18 AM
4346 | BDE-095 | 446254-62-2 |  | N | N | Not Assigned | Accepted | 5/30/2013 8:42:18 AM
4347 | BDE-096 | 446254-63-3 |  | N | N | Not Assigned | Accepted | 5/30/2013 8:42:18 AM
4348 | BDE-097 | 446254-64-4 |  | N | N | Not Assigned | Accepted | 5/30/2013 8:42:18 AM
4349 | BDE-098 | 38463-82-0 |  | N | N | Not Assigned | Accepted | 5/30/2013 8:42:18 AM
4352 | BDE-101 | 446254-65-5 |  | N | N | Organics, PCBs | Accepted | 5/30/2013 8:42:18 AM
4353 | BDE-102 | 446254-66-6 |  | N | N | Organics, PCBs | Accepted | 5/30/2013 8:42:18 AM
4354 | BDE-103 | 446254-67-7 |  | N | N | Organics, PCBs | Accepted | 5/30/2013 8:42:18 AM
4355 | BDE-104 | 446254-68-8 |  | N | N | Organics, PCBs | Accepted | 5/30/2013 8:42:18 AM
4357 | BDE-106 | 446254-69-9 |  | N | N | Organics, PCBs | Accepted | 5/30/2013 8:42:18 AM
4358 | BDE-107 | 446254-70-2 |  | N | N | Organics, PCBs | Accepted | 5/30/2013 8:42:18 AM
4359 | BDE-108 | 446254-71-3 |  | N | N | Organics, PCBs | Accepted | 5/30/2013 8:42:18 AM
4360 | BDE-109 | 446254-72-4 |  | N | N | Organics, PCBs | Accepted | 5/30/2013 8:42:18 AM
4361 | BDE-110 | 446254-73-5 |  | N | N | Organics, PCBs | Accepted | 5/30/2013 8:42:18 AM
4362 | BDE-111 | 446254-74-6 |  | N | N | Organics, PCBs | Accepted | 5/30/2013 8:42:18 AM
4363 | BDE-112 | 446254-75-7 |  | N | N | Organics, PCBs | Accepted | 5/30/2013 8:42:18 AM
4364 | BDE-113 | 446254-76-8 |  | N | N | Organics, PCBs | Accepted | 5/30/2013 8:42:18 AM
4365 | BDE-114 | 446254-77-9 |  | N | N | Organics, PCBs | Accepted | 5/30/2013 8:42:18 AM
4366 | BDE-115 | 446254-78-0 |  | N | N | Organics, PCBs | Accepted | 5/30/2013 8:42:18 AM
4368 | BDE-117 | 446254-79-1 |  | N | N | Organics, PCBs | Accepted | 5/30/2013 8:42:18 AM
4370 | BDE-119 | 189084-66-0 | 1736146 | N | N | Organics, PCBs | Accepted | 5/30/2013 8:42:18 AM
3273 | BDE-119/120 |  |  | N | N | Organics, PCBs | Accepted | 7/22/2014 12:00:00 AM
3274 | BDE-12/13 |  |  | N | N | Organics, PCBs | Accepted | 7/22/2014 12:00:00 AM
4372 | BDE-121 | 446254-81-5 |  | N | N | Organics, PCBs | Accepted | 5/30/2013 8:42:18 AM
4373 | BDE-122 | 446254-82-6 |  | N | N | Organics, PCBs | Accepted | 5/30/2013 8:42:18 AM
4374 | BDE-123 | 446254-83-7 |  | N | N | Organics, PCBs | Accepted | 5/30/2013 8:42:18 AM
4375 | BDE-124 | 446254-84-8 |  | N | N | Organics, PCBs | Accepted | 5/30/2013 8:42:18 AM
4376 | BDE-125 | 446254-85-9 |  | N | N | Organics, PCBs | Accepted | 5/30/2013 8:42:18 AM
4378 | BDE-127 | 446254-86-0 |  | N | N | Organics, PCBs | Accepted | 5/30/2013 8:42:18 AM
4380 | BDE-129 | 446254-87-1 |  | N | N | Not Assigned | Accepted | 5/30/2013 8:42:18 AM
4381 | BDE-130 | 446254-88-2 |  | N | N | Not Assigned | Accepted | 5/30/2013 8:42:18 AM
4382 | BDE-131 | 446254-89-3 |  | N | N | Not Assigned | Accepted | 5/30/2013 8:42:18 AM
4383 | BDE-132 | 446254-90-6 |  | N | N | Not Assigned | Accepted | 5/30/2013 8:42:18 AM
4384 | BDE-133 | 446254-91-7 |  | N | N | Not Assigned | Accepted | 5/30/2013 8:42:18 AM
4385 | BDE-134 | 446254-92-8 |  | N | N | Not Assigned | Accepted | 5/30/2013 8:42:18 AM
4386 | BDE-135 | 446254-93-9 |  | N | N | Not Assigned | Accepted | 5/30/2013 8:42:18 AM
4387 | BDE-136 | 446254-94-0 |  | N | N | Not Assigned | Accepted | 5/30/2013 8:42:18 AM
4388 | BDE-137 | 446254-95-1 |  | N | N | Organics, PCBs | Accepted | 5/30/2013 8:42:18 AM
3781 | BDE-138/166 |  |  | N | N | Organics, PCBs | Accepted | 5/29/2012 2:09:46 PM
4390 | BDE-139 | 446254-96-2 |  | N | N | Organics, PCBs | Accepted | 5/30/2013 8:42:18 AM
4392 | BDE-141 | 446254-97-3 |  | N | N | Not Assigned | Accepted | 5/30/2013 8:42:18 AM
4393 | BDE-142 | 446254-98-4 |  | N | N | Not Assigned | Accepted | 5/30/2013 8:42:18 AM
4394 | BDE-143 | 446254-99-5 |  | N | N | Not Assigned | Accepted | 5/30/2013 8:42:18 AM
4395 | BDE-144 | 446255-00-1 |  | N | N | Not Assigned | Accepted | 5/30/2013 8:42:18 AM
4396 | BDE-145 | 446255-01-2 |  | N | N | Not Assigned | Accepted | 5/30/2013 8:42:18 AM
4397 | BDE-146 | 446255-02-3 |  | N | N | Not Assigned | Accepted | 5/30/2013 8:42:18 AM
4398 | BDE-147 | 116995-33-6 |  | N | N | Not Assigned | Accepted | 5/30/2013 8:42:18 AM
4399 | BDE-148 | 446255-03-4 |  | N | N | Not Assigned | Accepted | 5/30/2013 8:42:18 AM
4400 | BDE-149 | 446255-04-5 |  | N | N | Not Assigned | Accepted | 5/30/2013 8:42:18 AM
4401 | BDE-150 | 446255-05-6 |  | N | N | Organics, PCBs | Accepted | 5/30/2013 8:42:18 AM
4402 | BDE-151 | 446255-06-7 |  | N | N | Not Assigned | Accepted | 5/30/2013 8:42:18 AM
4403 | BDE-152 | 446255-07-8 |  | N | N | Not Assigned | Accepted | 5/30/2013 8:42:18 AM
4709 | BDE-153 | 68631-49-2 | 17026865 | Y | N | Organics, PCBs | Accepted | 8/20/2018 8:40:24 AM
6353 | BDE-154 | 207122-15-4 | 17026584 | Y | N | Not Assigned | Accepted | 8/20/2018 8:32:44 AM
4406 | BDE-155 | 35854-94-5 |  | N | N | Organics, PCBs | Accepted | 5/30/2013 8:42:18 AM
4407 | BDE-156 | 405237-85-6 | 1735451 | N | N | Organics, PCBs | Accepted | 5/30/2013 8:42:18 AM
4408 | BDE-157 | 446255-08-9 |  | N | N | Organics, PCBs | Accepted | 5/30/2013 8:42:18 AM
4409 | BDE-158 | 446255-09-0 |  | N | N | Organics, PCBs | Accepted | 5/30/2013 8:42:18 AM
4410 | BDE-159 | 446255-10-3 |  | N | N | Organics, PCBs | Accepted | 5/30/2013 8:42:18 AM
4411 | BDE-160 | 446255-11-4 |  | N | N | Organics, PCBs | Accepted | 5/30/2013 8:42:18 AM
4412 | BDE-161 | 446255-12-5 |  | N | N | Organics, PCBs | Accepted | 5/30/2013 8:42:18 AM
4413 | BDE-162 | 446255-13-6 |  | N | N | Organics, PCBs | Accepted | 5/30/2013 8:42:18 AM
4414 | BDE-163 | 446255-14-7 |  | N | N | Organics, PCBs | Accepted | 5/30/2013 8:42:18 AM
4415 | BDE-164 | 446255-15-8 |  | N | N | Organics, PCBs | Accepted | 5/30/2013 8:42:18 AM
4416 | BDE-165 | 446255-16-9 |  | N | N | Organics, PCBs | Accepted | 5/30/2013 8:42:18 AM
4417 | BDE-166 | 189084-58-0 |  | N | N | Organics, PCBs | Accepted | 5/30/2013 8:42:18 AM
4418 | BDE-167 | 446255-17-0 |  | N | N | Organics, PCBs | Accepted | 5/30/2013 8:42:18 AM
4419 | BDE-168 | 53551-87-4 |  | N | N | Organics, PCBs | Accepted | 5/30/2013 8:42:18 AM
4420 | BDE-169 | 446255-18-1 |  | N | N | Organics, PCBs | Accepted | 5/30/2013 8:42:18 AM
3782 | BDE-17/25 |  |  | N | N | Organics, PCBs | Accepted | 5/29/2012 2:09:47 PM
4421 | BDE-170 | 327185-13-7 |  | N | N | Not Assigned | Accepted | 5/30/2013 8:42:18 AM
4422 | BDE-171 | 446255-19-2 |  | N | N | Organics, PCBs | Accepted | 5/30/2013 8:42:18 AM
4423 | BDE-172 | 407606-59-1 |  | N | N | Not Assigned | Accepted | 5/30/2013 8:42:18 AM
4424 | BDE-173 | 446255-20-5 |  | N | N | Not Assigned | Accepted | 5/30/2013 8:42:18 AM
4425 | BDE-174 | 446255-21-6 |  | N | N | Not Assigned | Accepted | 5/30/2013 8:42:18 AM
4426 | BDE-175 | 446255-22-7 |  | N | N | Not Assigned | Accepted | 5/30/2013 8:42:18 AM
4427 | BDE-176 | 407606-61-5 |  | N | N | Not Assigned | Accepted | 5/30/2013 8:42:18 AM
4428 | BDE-177 | 446255-23-8 |  | N | N | Not Assigned | Accepted | 5/30/2013 8:42:18 AM
4429 | BDE-178 | 446255-24-9 |  | N | N | Not Assigned | Accepted | 5/30/2013 8:42:18 AM
4430 | BDE-179 | 446255-25-0 |  | N | N | Not Assigned | Accepted | 5/30/2013 8:42:18 AM
4431 | BDE-180 | 446255-26-1 |  | Y | N | Organics, PCBs | Accepted | 8/20/2018 8:52:06 AM
4432 | BDE-182 | 442690-45-1 |  | N | N | Not Assigned | Accepted | 5/30/2013 8:42:18 AM
4433 | BDE-184 | 117948-63-7 |  | N | N | Organics, PCBs | Accepted | 5/30/2013 8:42:18 AM
4434 | BDE-185 | 405237-86-7 |  | N | N | Not Assigned | Accepted | 5/30/2013 8:42:18 AM
4435 | BDE-186 | 446255-27-2 |  | N | N | Not Assigned | Accepted | 5/30/2013 8:42:18 AM
4436 | BDE-187 | 446255-28-3 |  | N | N | Not Assigned | Accepted | 5/30/2013 8:42:18 AM
4437 | BDE-188 | 116995-32-5 |  | N | N | Not Assigned | Accepted | 5/30/2013 8:42:18 AM
4438 | BDE-189 | 259087-35-9 |  | N | N | Organics, PCBs | Accepted | 5/30/2013 8:42:18 AM
7229 | BDE-190 | 189084-68-2 |  | N | N | Not Assigned | Accepted | 8/9/2018 3:24:48 PM
4440 | BDE-191 | 446255-30-7 |  | N | N | Organics, PCBs | Accepted | 5/30/2013 8:42:18 AM
4441 | BDE-192 | 407578-53-4 |  | N | N | Organics, PCBs | Accepted | 5/30/2013 8:42:18 AM
4442 | BDE-193 | 446255-34-1 |  | N | N | Organics, PCBs | Accepted | 5/30/2013 8:42:18 AM
4443 | BDE-194 | 85446-17-9 |  | N | N | Not Assigned | Accepted | 5/30/2013 8:42:18 AM
4444 | BDE-195 | 446255-38-5 | 1736148 | N | N | Organics, PCBs | Accepted | 5/30/2013 8:42:18 AM
4445 | BDE-196 | 446255-39-6 |  | N | N | Organics, PCBs | Accepted | 5/30/2013 8:42:18 AM
4446 | BDE-197 | 117964-21-3 | 1736150 | N | N | Organics, PCBs | Accepted | 5/30/2013 8:42:18 AM
4447 | BDE-198 | 446255-42-1 |  | N | N | Not Assigned | Accepted | 5/30/2013 8:42:18 AM
4448 | BDE-199 | 446255-43-2 |  | N | N | Organics, PCBs | Accepted | 5/30/2013 8:42:18 AM
4449 | BDE-200 | 446255-46-5 |  | N | N | Not Assigned | Accepted | 5/30/2013 8:42:18 AM
4687 | BDE-200/203 |  |  | N | N | Not Assigned | Accepted | 10/24/2013 8:42:18 AM
4450 | BDE-201 | 446255-50-1 |  | N | N | Organics, PCBs | Accepted | 5/30/2013 8:42:18 AM
4451 | BDE-202 | 67797-09-5 |  | N | N | Not Assigned | Accepted | 5/30/2013 8:42:18 AM
7226 | BDE-203/208 |  |  | N | N | Not Assigned | Accepted | 8/9/2018 3:21:29 PM
4453 | BDE-204 | 446255-54-5 |  | N | N | Organics, PCBs | Accepted | 5/30/2013 8:42:18 AM
6256 | BDE-205 | 446255-56-7 | 1736152 | Y | N | Not Assigned | Accepted | 2/6/2017 12:00:00 AM
4718 | BDE-207 | 437701-79-6 | 1735471 | N | N | Organics, PCBs | Accepted | 3/24/2014 8:42:18 AM
3277 | BDE-208 | 437701-78-5 |  | N | N | Organics, PCBs | Accepted | 7/22/2014 12:00:00 AM
3072 | BDE-209 | 1163-19-5 |  | Y | N | Not Assigned | Accepted | 8/20/2018 8:49:32 AM
3275 | BDE-28/33 |  |  | N | N | Organics, PCBs | Accepted | 7/22/2014 12:00:00 AM
3276 | BDE-8/11 |  |  | N | N | Organics, PCBs | Accepted | 7/22/2014 12:00:00 AM
4688 | BDE-85/155 |  |  | N | N | Not Assigned | Accepted | 10/24/2013 8:42:18 AM
5487 | Beam Attenuation (Seabird) |  |  | N | N | Information | Accepted | 12/21/2015 3:01:37 PM
5759 | Beaver (choice list) |  |  | N | Y | Physical | Accepted | 4/11/2017 12:00:00 AM
5760 | Beaver Flow Modification (choice list) |  |  | N | Y | Physical | Accepted | 4/11/2017 12:00:00 AM
2832 | Beck Biotic Index |  | 17164369 | N | N | Physical | Accepted | 3/2/2007 8:40:20 AM
3020 | Bendiocarb | 22781-23-3 | 222505 | N | N | Organics, Pesticide | Accepted | 7/22/2014 12:00:00 AM
615 | Bendiocarb phenol | 22961-82-6 | 222851 | N | N | Organics, Pesticide | Accepted | 7/22/2014 12:00:00 AM
616 | Benfluralin | 1861-40-1 | 93526 | N | N | Organics, Pesticide | Accepted | 7/22/2014 12:00:00 AM
617 | Benomyl | 17804-35-2 | 209593 | N | N | Organics, Pesticide | Accepted | 7/22/2014 12:00:00 AM
3595 | Bensulfuron-methyl | 83055-99-6 | 595314 | N | N | Organics, Pesticide | Accepted | 7/22/2014 12:00:00 AM
618 | Bensulide | 741-58-2 | 69021 | N | N | Organics, Pesticide | Accepted | 7/22/2014 12:00:00 AM
619 | Bentazon | 25057-89-0 | 228676 | N | N | Organics, Pesticide | Accepted | 7/22/2014 12:00:00 AM
5324 | Bentazon methyl | 61592-45-8 |  | N | N | Not Assigned | Accepted | 5/28/2015 7:48:42 AM
7728 | Bentazon-d7 | 131842-77-8 |  | N | N | Not Assigned | Accepted | 2/11/2019 5:28:10 PM
620 | Bentonite | 1302-78-9 | 81968 | N | N | Not Assigned | Accepted | 3/2/2007 8:40:21 AM
622 | Benzal chloride | 98-87-3 | 18341 | Y | N | Not Assigned | Accepted | 3/2/2007 8:40:21 AM
623 | Benzaldehyde | 100-52-7 | 19505 | N | N | Organics, Other | Accepted | 7/22/2014 12:00:00 AM
3199 | Benzaldehyde, 2,3-dichloro-4-hydroxy-5-methoxy- | 18268-69-4 | 17153024 | Y | N | Not Assigned | Accepted | 3/25/2010 9:08:31 AM
3200 | Benzaldehyde, 2-chloro-4-hydroxy-5-methoxy- | 18268-76-3 | 17153032 | Y | N | Not Assigned | Accepted | 3/25/2010 9:08:31 AM
3652 | Benzaldehyde, 3-methyl- | 620-23-5 | 61929 | Y | N | Not Assigned | Accepted | 7/26/2011 3:45:50 PM
3802 | Benzamide, 2-amino-N-(1-methylethyl)- |  |  | Y | N | Not Assigned | Accepted | 9/10/2014 12:00:00 AM
3929 | Benzamide, 5-chloro-N-[2-[4-[[[(cyclohexylamino)carbonyl]amino]sulfonyl]phenyl]ethyl]-2-methoxy- | 10238-21-8 | 1735667 | N | N | Organics, Other | Accepted | 12/5/2012 9:17:56 AM
624 | Benzene | 71-43-2 | 4754 | N | N | Organics, Other | Accepted | 7/22/2014 12:00:00 AM
5007 | Benzene Hexachloride, Alpha (BHC) |  | 59220 | Y | N | Not Assigned | Accepted | 1/22/2015 12:56:32 PM
5008 | Benzene Hexachloride, Beta (BHC) |  | 59220 | Y | N | Not Assigned | Accepted | 1/22/2015 12:56:33 PM
5009 | Benzene Hexachloride, Delta (BHC) |  | 59220 | Y | N | Not Assigned | Accepted | 1/22/2015 12:56:33 PM
625 | Benzene, (1-ethyldecyl)- | 2400-00-2 | 101303 | Y | N | Not Assigned | Accepted | 3/2/2007 8:40:21 AM
4721 | Benzene, 1,1'-(1,2-ethanediyl)bis[2,3,4,5,6-pentabromo- | 84852-53-9 | 1731818 | N | N | Not Assigned | Accepted | 3/24/2014 9:00:00 AM
3234 | Benzene, 1,1'-oxybis[2,4,5-tribromo-***retired***use 2,2',4,4',5,5'-HXBDE | 68631-49-2 | 17026865 | Y | N | Organics, PCBs | Deprecated | 7/22/2014 12:00:00 AM
3239 | Benzene, 1,1'-oxybis[2,4-dibromo- | 5436-43-1 | 17026675 | N | N | Organics, PCBs | Accepted | 7/22/2014 12:00:00 AM
4722 | Benzene, 1,1'-[1,2-ethanediylbis(oxy)]bis[2,4,6-tribromo- | 37853-59-1 | 275396 | N | N | Not Assigned | Accepted | 3/24/2014 9:00:00 AM
3755 | Benzene, 1,1-oxybis[3,4-dibromo- |  |  | N | N | Organics, PCBs | Accepted | 4/12/2012 12:26:40 PM
3735 | Benzene, 1,2,3,4,5,6-hexabromo- ***retired**use Hexabromobenzene | 87-82-1 | 11395 | Y | N | Organics, Other | Deprecated | 4/11/2013 5:06:20 PM
3776 | Benzene, 1,2,3,4,5-pentabromo-6-(2,3,4,5-tetrabromophenoxy)-***retired***use Nonabromophenoxybenzene | 63387-28-0 | 1735469 | N | N | Not Assigned | Deprecated | 4/12/2012 12:27:04 PM
3777 | Benzene, 1,2,3,4,5-pentabromo-6-(2,3,4,6-tetrabromophenoxy)-***retired***use BDE-207 | 437701-79-6 | 1735471 | Y | N | Organics, PCBs | Deprecated | 1/30/2014 12:27:04 PM
3778 | Benzene, 1,2,3,4,5-pentabromo-6-(2,3,5,6-tetrabromophenoxy)- | 437701-78-5 | 1735473 | N | N | Organics, PCBs | Accepted | 4/12/2012 12:27:06 PM
3775 | Benzene, 1,2,3,4,5-pentabromo-6-(2,4,5-tribromophenoxy)-***retired***use 2,2',3,4,4',5,5',6-OCBDE | 337513-72-1 | 1735467 | Y | N | Organics, PCBs | Deprecated | 4/6/2017 8:09:04 AM
3768 | Benzene, 1,2,3,4,5-pentabromo-6-(2,4-dibromophenoxy)-***retired***use 2,2',3,4,4',5,6-Heptabromodiphenyl ether | 189084-67-1 | 1735453 | N | N | Organics, PCBs | Deprecated | 4/1/2013 1:00:00 AM
3771 | Benzene, 1,2,3,4,5-pentabromo-6-(3,4-dibromophenoxy)- |  |  | N | N | Not Assigned | Accepted | 4/12/2012 12:27:04 PM
3736 | Benzene, 1,2,3,4,5-pentabromo-6-ethyl- | 85-22-3 | 10272 | N | N | Not Assigned | Accepted | 4/11/2012 5:06:20 PM
3773 | Benzene, 1,2,3,5-tetrabromo-4-(2,3,4,5-tetrabromophenoxy)- | 446255-50-1 | 1735463 | N | N | Organics, PCBs | Accepted | 4/12/2012 12:27:04 PM
3774 | Benzene, 1,2,3,5-tetrabromo-4-(2,3,4,6-tetrabromophenoxy)- | 446255-39-6 | 1735465 | N | N | Organics, PCBs | Accepted | 4/12/2012 12:27:04 PM
3769 | Benzene, 1,2,3,5-tetrabromo-4-(2,4,5-tribromophenoxy)-***retired***use 2,2',3,4,4',5',6-Heptabromodiphenyl ether | 207122-16-5 | 1735455 | N | N | Organics, PCBs | Deprecated | 4/1/2013 1:00:00 AM
3772 | Benzene, 1,2,3,5-tetrabromo-4-(3,4,5-tribromophenoxy)- | 446255-30-7 | 1735461 | N | N | Organics, PCBs | Accepted | 4/12/2012 12:27:04 PM
3779 | Benzene, 1,2,3,5-tetrabromo-6-(2,4,6-tribromophenoxy)-***retired***use BDE-190 |  |  | N | N | Not Assigned | Deprecated | 4/17/2015 12:00:00 AM
3765 | Benzene, 1,2,3-tribromo-4-(2,3,4-tribromophenoxy)- | 182677-28-7 | 1735447 | N | N | Organics, PCBs | Accepted | 4/12/2012 12:26:52 PM
3231 | Benzene, 1,2,3-tribromo-4-(2,4,5-tribromophenoxy)- | 182677-30-1 | 17026543 | N | N | Organics, PCBs | Accepted | 4/1/2010 2:35:27 PM
3232 | Benzene, 1,2,3-tribromo-4-(2,4,6-tribromophenoxy)- | 243982-83-4 | 17026592 | N | N | Organics, PCBs | Accepted | 4/1/2010 2:35:27 PM
3233 | Benzene, 1,2,3-tribromo-4-(2,4-dibromophenoxy)- | 182346-21-0 | 17026535 | N | N | Organics, Other | Accepted | 4/1/2010 2:35:27 PM
3758 | Benzene, 1,2,3-tribromo-4-(3,4-dibromophenoxy)- | 373594-78-6 | 1735435 | N | N | Organics, PCBs | Accepted | 4/12/2012 12:26:40 PM
3764 | Benzene, 1,2,3-tribromo-5-(3,4-dibromophenoxy)- | 366791-32-4 | 1735445 | N | N | Organics, PCBs | Accepted | 4/12/2012 12:26:52 PM
3796 | Benzene, 1,2,4,5-tetrachloro- and/or 1,2,3,5-Tetrachlorobenzene |  | 1735507 | N | N | Organics, PCBs | Accepted | 7/22/2014 12:00:00 AM
3360 | Benzene, 1,2,4-tribromo-5-(2,4-dibromophenoxy)- | 60348-60-9 | 17026857 | N | N | Organics, PCBs | Accepted | 5/21/2010 11:03:17 AM
3761 | Benzene, 1,2,4-tribromo-5-(3,4-dibromophenoxy)- | 446254-80-4 | 1735439 | N | N | Organics, PCBs | Accepted | 4/12/2012 12:26:51 PM
3763 | Benzene, 1,2,4-tribromo-5-(3,5-dibromophenoxy)- | 417727-71-0 | 1735443 | N | N | Organics, PCBs | Accepted | 4/12/2012 12:26:51 PM
3249 | Benzene, 1,2-dibromo-4-(2,4-dibromophenoxy)- | 189084-61-5 | 17026568 | N | N | Organics, Other | Accepted | 4/1/2010 2:37:06 PM
3747 | Benzene, 1,2-dibromo-4-(2-bromophenoxy)- | 147217-78-5 | 1735417 | N | N | Organics, PCBs | Accepted | 4/12/2012 12:26:31 PM
3756 | Benzene, 1,2-dibromo-4-(3,5-dibromophenoxy)- | 446254-48-4 | 1735433 | N | N | Organics, PCBs | Accepted | 4/12/2012 12:26:40 PM
3749 | Benzene, 1,2-dibromo-4-(3-bromophenoxy)- | 147217-80-9 | 1735419 | N | N | Organics, PCBs | Accepted | 4/12/2012 12:26:31 PM
3750 | Benzene, 1,2-dibromo-4-(4-bromophenoxy)- | 147217-81-0 | 1735421 | N | N | Organics, PCBs | Accepted | 4/12/2012 12:26:31 PM
3741 | Benzene, 1,2-dibromo-4-phenoxy- | 189084-59-1 | 1735405 | N | N | Organics, PCBs | Accepted | 4/12/2012 12:26:20 PM
3235 | Benzene, 1,3,5-tribromo-2-(2,4,5-tribromophenoxy)-***retired***use 2,2',4,4',5',6-HXBDE | 207122-15-4 | 17026584 | Y | N | Organics, PCBs | Deprecated | 4/1/2010 2:35:27 PM
3766 | Benzene, 1,3,5-tribromo-2-(2,4,6-tribromophenoxy)- | 35854-94-5 | 1735449 | N | N | Organics, PCBs | Accepted | 4/12/2012 12:26:52 PM
3238 | Benzene, 1,3,5-tribromo-2-(2,4-dibromophenoxy)- | 189084-64-8 | 17026576 | N | N | Organics, PCBs | Accepted | 4/1/2010 2:35:27 PM
3762 | Benzene, 1,3,5-tribromo-2-(3,4-dibromophenoxy)-***retired***use BDE-119 | 189084-66-0 | 1736146 | Y | N | Not Assigned | Deprecated | 4/6/2017 7:21:03 AM
3754 | Benzene, 1,3,5-tribromo-2-(4-bromophenoxy)- | 189084-63-7 | 1735429 | N | N | Organics, PCBs | Accepted | 4/12/2012 12:26:40 PM
3745 | Benzene, 1,3,5-tribromo-2-phenoxy-***retired***use 2,4,6-TRBDE | 155999-95-4 | 1735413 | Y | N | Organics, PCBs | Deprecated | 4/6/2017 7:17:05 AM
3752 | Benzene, 1,3-dibromo-2-(2,4-dibromophenoxy)-***retired***use 2,2',4,6'-Tetrabromodiphenyl ether | 189084-57-9 | 1735425 | N | N | Organics, PCBs | Deprecated | 4/1/2013 1:00:00 AM
3780 | Benzene, 1,3-dibromo-2-(3,4-dibromophenoxy)-***retired***use 2,3',4',6-TEBDE | 189084-62-6 | 1735427 | Y | N | Organics, PCBs | Deprecated | 4/6/2017 7:28:38 AM
3746 | Benzene, 1,3-dibromo-2-(4-bromophenoxy)- | 189084-60-4 | 1735415 | N | N | Organics, PCBs | Accepted | 4/12/2012 12:26:31 PM
3739 | Benzene, 1,3-dibromo-2-phenoxy-***retired***use 2,6-DIBDE | 51930-04-2 | 1735401 | Y | N | Not Assigned | Deprecated | 4/6/2017 7:11:38 AM
3743 | Benzene, 1,3-dibromo-4-(2-bromophenoxy)- |  |  | N | N | Not Assigned | Accepted | 4/12/2012 12:26:20 PM
3744 | Benzene, 1,3-dibromo-4-(3-bromophenoxy)- |  |  | N | N | Not Assigned | Accepted | 4/12/2012 12:26:22 PM
3751 | Benzene, 1,4-dibromo-2-(2,4-dibromophenoxy)-***retired***use 2,2',4,5'-TEBDE | 243982-82-3 | 1735423 | Y | N | Organics, PCBs | Deprecated | 4/6/2017 8:00:28 AM
4489 | Benzene, 1,4-dichloro-2-isocyanato- | 5392-82-5 | 131565 | Y | N | Not Assigned | Accepted | 3/20/2015 9:16:07 AM
3738 | Benzene, 1-bromo-2-(4-bromophenoxy)-***retired***use 2,4'-DIBDE | 147217-71-8 | 1735399 | Y | N | Not Assigned | Deprecated | 4/6/2017 7:14:15 AM
3742 | Benzene, 1-bromo-3-(4-bromophenoxy)- | 83694-71-7 | 1735407 | N | N | Organics, PCBs | Accepted | 4/12/2012 12:26:20 PM
3272 | Benzene, 1-bromo-4-phenoxy-***retired***use p-Bromophenyl phenyl ether | 101-55-3 | 20172 | Y | N | Not Assigned | Deprecated | 4/1/2013 2:38:10 PM
4486 | Benzene, 1-chloro-2-isocyanato- | 3320-83-0 | 114470 | N | N | Not Assigned | Accepted | 3/20/2015 9:16:07 AM
3783 | Benzene, 1-chloro-4-(methylsulfonyl)- |  |  | Y | N | Not Assigned | Accepted | 9/10/2014 12:00:00 AM
4937 | Benzene, 1-ethyl-3-(1-methylethyl)- | 4920-99-4 |  | N | N | Not Assigned | Accepted | 7/18/2014 12:00:00 AM
6866 | Benzene, 1-nitro-2-(p-methylphenyl ethynyl) | 28987-57-7 |  | N | N | Not Assigned | Accepted | 1/11/2018 10:06:52 AM
3255 | Benzene, 2,4-dibromo-1-(4-bromophenoxy)- | 41318-75-6 | 17026832 | N | N | Organics, PCBs | Accepted | 4/1/2010 2:37:24 PM
3737 | Benzene, 2,4-dibromo-1-phenoxy- |  |  | N | N | Not Assigned | Accepted | 4/12/2012 12:26:20 PM
628 | Benzene, C6-12-alkyl derivs. | 68608-80-0 | 466094 | N | N | Not Assigned | Accepted | 7/22/2014 12:00:00 AM
629 | Benzene, nonyl- | 1081-77-2 | 77958 | Y | N | Not Assigned | Accepted | 3/2/2007 8:40:21 AM
3246 | Benzene, pentabromo(4-bromophenoxy)- | 189084-58-0 | 17026550 | N | N | Not Assigned | Accepted | 4/1/2010 2:37:06 PM
3760 | Benzene, pentabromophenoxy- | 189084-65-9 | 1735437 | N | N | Organics, PCBs | Accepted | 4/12/2012 12:26:40 PM
630 | Benzene, toluene, ethyl benzene, xylenes mix |  | 966515 | Y | N | Organics, Pesticide | Accepted | 4/1/2013 1:00:00 AM
3175 | Benzene,1,1'-(chloroethenylidene)bis(4-chloro- | 1022-22-6 | 709428 | Y | N | Organics, Pesticide | Accepted | 3/25/2010 9:08:14 AM
3970 | Benzene-d5, ethyl-d5- | 25837-05-2 | 235440 | N | N | Organics, Other | Accepted | 12/7/2012 11:36:02 AM
5503 | Benzene-d6 |  |  | N | N | Organics, Other | Accepted | 12/21/2015 3:01:37 PM
3588 | Benzeneacetic acid, .alpha.-methyl-4-(2-methylpropyl)- | 15687-27-1 | 200931 | N | N | Organics, Other | Accepted | 5/25/2011 3:05:32 PM
632 | Benzeneacetonitrile | 140-29-4 | 37739 | N | N | Not Assigned | Accepted | 3/2/2007 8:40:21 AM
3912 | Benzeneethanamine, .alpha.-methyl-, (.alpha.S)-, sulfate (2:1) | 51-63-8 | 684761 | N | N | Organics, Other | Accepted | 12/4/2012 5:53:54 PM
633 | Benzeneethanol | 60-12-8 | 3277 | N | N | Not Assigned | Accepted | 3/2/2007 8:40:21 AM
3945 | Benzenemethanol, .alpha.-[(1R)-1-aminoethyl]-, hydrochloride (1:1), (.alpha.S)-rel- | 154-41-6 | 40329 | N | N | Organics, Other | Accepted | 12/5/2012 9:34:21 AM
3947 | Benzenemethanol, .alpha.-[(1S)-1-(methylamino)ethyl]-, (.alpha.S)- | 90-82-4 | 13136 | N | N | Organics, Other | Accepted | 12/5/2012 9:35:04 AM
3597 | Benzenepropanenitrile, .alpha.-(cyclopropylcarbonyl)- 2-(methylsulfonyl)-.beta.- oxo-4-(trifluoromethyl)- | 143701-75-1 | 17131616 | N | N | Not Assigned | Accepted | 7/1/2011 4:33:46 PM
4946 | Benzenesulfonamide, 4-amino-N-2-pyrimidinyl- | 68-35-9 |  | N | N | Not Assigned | Accepted | 8/11/2014 12:00:00 AM
634 | Benzenesulfonic acid, C10-13-alkyl derivs., sodium salts | 68411-30-3 | 426197 | N | N | Not Assigned | Accepted | 3/2/2007 8:40:21 AM
635 | Benzidine | 92-87-5 | 14498 | N | N | Organics, Other | Accepted | 7/22/2014 12:00:00 AM
4878 | Benzo(a)anthracene-D12 | 1718-53-2 |  | N | N | Not Assigned | Accepted | 5/1/2014 9:00:00 AM
3315 | Benzo(a)fluoranthene |  |  | N | N | Organics, Other | Accepted | 4/28/2016 3:44:43 PM
636 | Benzo(b)fluoranthene | 205-99-2 | 40683 | Y | N | Organics, Other | Accepted | 3/2/2007 8:40:21 AM
4879 | Benzo(b)fluoranthene-D12 | 93951-98-5 | 1735789 | N | N | Not Assigned | Accepted | 5/1/2014 9:00:00 AM
4880 | Benzo(e)pyrene-D12 | 205440-82-0 |  | N | N | Not Assigned | Accepted | 5/1/2014 9:00:00 AM
4881 | Benzo(g,h,i)perylene-D12 | 93951-66-7 |  | N | N | Not Assigned | Accepted | 5/1/2014 9:00:00 AM
4623 | Benzo(j+k)fluoranthene |  |  | N | N | Organics, Other | Accepted | 8/26/2013 8:42:18 AM
645 | Benzofluoranthene | 56832-73-6 | 308023 | Y | N | Not Assigned | Accepted | 3/2/2007 8:40:22 AM
646 | Benzofluorene | 61089-87-0 | 52450434 | Y | N | Not Assigned | Accepted | 3/2/2007 8:40:22 AM
647 | Benzofuran | 271-89-6 | 40865 | Y | N | Not Assigned | Accepted | 3/2/2007 8:40:22 AM
648 | Benzoic acid | 65-85-0 | 4044 | Y | N | Organics, Other | Accepted | 3/2/2007 8:40:22 AM
4509 | Benzonaphthothiophene |  |  | N | N | Not Assigned | Accepted | 5/30/2013 8:42:18 AM
650 | Benzonitrile | 100-47-0 | 19455 | N | N | Not Assigned | Accepted | 3/2/2007 8:40:22 AM
651 | Benzophenone | 119-61-9 | 30767 | N | N | Organics, Other | Accepted | 7/22/2014 12:00:00 AM
652 | Benzothiazole | 95-16-9 | 15925 | N | N | Not Assigned | Accepted | 3/2/2007 8:40:22 AM
3655 | Benzotrifluoride | 3891-99-4 | 17764 | Y | N | Not Assigned | Accepted | 1/26/2018 3:39:04 PM
2822 | Benzovindiflupyr | 1072957-71-1 |  | N | N | Not Assigned | Accepted | 7/18/2016 10:51:51 AM
653 | Benzoyl chloride | 98-88-4 | 18358 | Y | N | Not Assigned | Accepted | 3/2/2007 8:40:22 AM
7723 | Benzoylecgonine | 519-09-5 | 1735866 | Y | N | Organics, Other | Accepted | 2/11/2019 9:55:09 AM
3901 | Benzoylecgonine hydrate | 519-09-5 | 1735866 | N | N | Organics, Other | Accepted | 7/22/2014 12:00:00 AM
3848 | Benzoylecgonine-D3 | 115732-68-8 | 1736640 | N | N | Organics, Other | Accepted | 7/22/2014 12:00:00 AM
4769 | Benzoylecgonine-d8 | 205446-21-5 |  | N | N | Not Assigned | Accepted | 3/24/2014 9:00:00 AM
1417 | Benzo[a]fluoranthene | 203-33-8 | 40659 | N | N | Not Assigned | Accepted | 9/23/2016 9:21:01 AM
638 | Benzo[a]pyrene | 50-32-8 | 1115 | N | N | Organics, Other | Accepted | 7/22/2014 12:00:00 AM
4723 | Benzo[a]pyrene-d12 | 63466-71-7 | 17005471 | N | N | Organics, Other | Accepted | 3/24/2014 9:00:00 AM
6540 | Benzo[b,j]fluoranthene | 205-99-2 |  | N | N | Not Assigned | Accepted | 5/16/2017 10:14:22 AM
4955 | Benzo[b,k]fluoranthene |  |  | N | N | Organics, Other | Accepted | 10/22/2014 12:00:00 AM
4724 | Benzo[b]naphtho[2,1-d]thiophene | 239-35-0 | 17155268 | N | N | Not Assigned | Accepted | 3/24/2014 9:00:00 AM
639 | Benzo[b]naphtho[2,3-d]thiophene | 243-46-9 | 52450095 | Y | N | Not Assigned | Accepted | 3/2/2007 8:40:21 AM
640 | Benzo[b]thiophene | 95-15-8 | 15917 | Y | N | Not Assigned | Accepted | 3/2/2007 8:40:22 AM
637 | Benzo[c]cinnoline | 230-17-1 | 961052 | N | N | Organics, Other | Accepted | 3/2/2007 8:40:22 AM
4794 | Benzo[c]fluorene | 205-12-9 |  | N | N | Not Assigned | Accepted | 3/24/2014 9:00:00 AM
5216 | Benzo[c]phenanthrene | 195-19-7 | 524672417 | N | N | Not Assigned | Accepted | 4/14/2015 3:35:05 PM
641 | Benzo[e]pyrene | 192-97-2 | 40618 | Y | N | Organics, Other | Accepted | 3/2/2007 8:40:22 AM
642 | Benzo[ghi]perylene | 191-24-2 | 40576 | Y | N | Organics, Other | Accepted | 3/2/2007 8:40:22 AM
643 | Benzo[j]fluoranthene | 205-82-3 | 40675 | Y | N | Organics, Other | Accepted | 3/2/2007 8:40:22 AM
644 | Benzo[k]fluoranthene | 207-08-9 | 40709 | Y | N | Organics, Other | Accepted | 3/2/2007 8:40:22 AM
7606 | Benzphetamine | 156-08-1 |  | N | N | Organics, Other | Accepted | 12/18/2018 12:00:40 PM
3913 | Benzphetamine hydrochloride | 5411-22-3 | 17000977 | N | N | Organics, Other | Accepted | 7/22/2014 12:00:00 AM
4563 | Benztropine | 86-13-5 | 1735926 | N | N | Not Assigned | Accepted | 7/10/2013 11:19:06 AM
4800 | Benztropine-d3 |  |  | N | N | Not Assigned | Accepted | 3/24/2014 9:00:00 AM
654 | Benzyl alcohol | 100-51-6 | 19497 | N | N | Organics, Other | Accepted | 7/22/2014 12:00:00 AM
655 | Benzyl chloride | 100-44-7 | 19430 | Y | N | Organics, Other | Accepted | 3/2/2007 8:40:22 AM
656 | Benzyl ethyl ether | 539-30-0 | 51672 | Y | N | Not Assigned | Accepted | 3/2/2007 8:40:22 AM
621 | Benz[a]anthracene | 56-55-3 | 2212 | N | N | Organics, Other | Accepted | 7/22/2014 12:00:00 AM
4817 | Benz[j+e]aceanthrylene |  |  | N | N | Not Assigned | Accepted | 3/24/2014 9:00:00 AM
657 | Beryllium | 7440-41-7 | 150003 | Y | N | Inorganics, Minor, Metals | Accepted | 3/2/2007 8:40:23 AM
658 | Beryllium-7 | 13966-02-4 | 776070 | N | N | Radiochemical | Accepted | 7/22/2014 12:00:00 AM
3787 | Beta Cypermethrin | 52315-07-8 | 294660 | N | N | Organics, Pesticide | Accepted | 7/22/2014 12:00:00 AM
1753 | Beta particle | 12587-47-2 | 182469 | N | N | Radiochemical | Accepted | 7/22/2014 12:00:00 AM
5288 | beta-Pinene | 127-91-3 |  | N | N | Not Assigned | Accepted | 4/30/2015 9:53:53 AM
4553 | Betamethasone | 378-44-9 | 1735705 | N | N | Not Assigned | Accepted | 7/10/2013 11:19:06 AM
3832 | Bezafibrate | 41859-67-0 | 1736618 | N | N | Organics, Other | Accepted | 7/22/2014 12:00:00 AM
659 | BHC, .beta.-BHC & .gamma.-BHC mix, unspecified |  | 52450509 | Y | N | Organics, Pesticide | Accepted | 3/2/2007 8:40:23 AM
660 | Bi-2-cyclohexen-1-yl | 1541-20-4 | 961490 | Y | N | Not Assigned | Accepted | 3/2/2007 8:40:23 AM
661 | Bibenzyl | 103-29-7 | 21295 | Y | N | Not Assigned | Accepted | 3/2/2007 8:40:23 AM
662 | Bicarbonate | 71-52-3 | 4788 | N | N | Inorganics, Major, Non-metals | Accepted | 7/22/2014 12:00:00 AM
2820 | Bicyclopyrone | 352010-68-5 | 1735077 | N | N | Not Assigned | Accepted | 7/18/2016 10:51:51 AM
2819 | Bicyclopyrone SYN503870 | 380355-55-5 |  | N | N | Not Assigned | Accepted | 7/18/2016 10:51:51 AM
4092 | Bicyclo[2.2.1]heptan-2-one, 1,3,3-trimethyl-, (1R,4S)- | 7787-20-4 | 155374 | N | N | Not Assigned | Accepted | 5/1/2013 8:42:18 AM
5105 | Bicyclo[4.2.0]octa-1,3,5-triene | 694-87-1 | 709238 | N | N | Not Assigned | Accepted | 3/23/2015 7:47:21 AM
2134 | Bifenazate | 149877-41-8 | 964577 | Y | N | Organics, Pesticide | Accepted | 3/2/2007 8:40:23 AM
3121 | Bifenthrin | 82657-04-3 | 594945 | Y | N | Organics, Pesticide | Accepted | 4/2/2009 1:04:21 PM
5695 | Big trees (choice list) |  |  | N | Y | Not Assigned | Accepted | 4/11/2017 12:00:00 AM
670 | Bio-toxin |  | 966846 | Y | N | Not Assigned | Accepted | 3/2/2007 8:40:24 AM
692 | Biochemical oxygen demand, non-standard conditions |  | 1640721 | N | N | Physical | Accepted | 7/22/2014 12:00:00 AM
686 | Biochemical oxygen demand, standard conditions |  | 1640606 | N | N | Physical | Accepted | 7/22/2014 12:00:00 AM
4005 | Biogenic Silica |  |  | N | N | Not Assigned | Accepted | 7/22/2014 12:00:00 AM
3683 | Bioluminescence (%) |  |  | N | N | Physical | Accepted | 11/28/2011 2:26:07 PM
2135 | Biomass |  | 1647742 | N | N | Physical | Accepted | 3/2/2007 8:40:23 AM
2136 | Biomass, benthic |  | 1647759 | N | N | Physical | Accepted | 3/2/2007 8:40:23 AM
664 | Biomass, chlorophycota |  | 1647767 | N | N | Physical | Accepted | 3/2/2007 8:40:23 AM
665 | Biomass, chrysophyta |  | 1647775 | N | N | Physical | Accepted | 3/2/2007 8:40:23 AM
666 | Biomass, cryptophycophyta |  | 1647783 | N | N | Physical | Accepted | 3/2/2007 8:40:23 AM
667 | Biomass, cyanophycota |  | 1647791 | N | N | Physical | Accepted | 3/2/2007 8:40:23 AM
2137 | Biomass, drift macroinvertebrates |  | 1647809 | N | N | Physical | Accepted | 3/2/2007 8:40:24 AM
668 | Biomass, euglenophycota |  | 1647817 | N | N | Physical | Accepted | 3/2/2007 8:40:24 AM
2138 | Biomass, periphyton |  | 1647825 | N | N | Biological | Accepted | 3/2/2007 8:40:24 AM
2139 | Biomass, phytoplankton |  | 1647833 | N | N | Biological | Accepted | 3/2/2007 8:40:24 AM
2140 | Biomass, plankton |  | 1647841 | N | N | Biological | Accepted | 3/2/2007 8:40:24 AM
669 | Biomass, pyrrophycophyta |  | 1647858 | N | N | Physical | Accepted | 3/2/2007 8:40:24 AM
2141 | Biomass, zooplankton |  | 1647866 | N | N | Physical | Accepted | 3/2/2007 8:40:24 AM
2142 | Biomass/chlorophyll ratio |  | 1641323 | N | N | Physical | Accepted | 3/2/2007 8:40:24 AM
6342 | Biovolume per individual |  |  | N | N | Not Assigned | Accepted | 2/27/2017 9:53:17 AM
671 | Biphenyl | 92-52-4 | 14183 | Y | N | Organics, Pesticide | Accepted | 3/2/2007 8:40:24 AM
4882 | Biphenyl-2,2',3,3',4,4',5,5',6,6'-d10 | 1486-01-7 | 17003609 | N | N | Not Assigned | Accepted | 5/1/2014 9:00:00 AM
672 | Bis(2-chloro-1-methylethyl) ether | 108-60-1 | 25213 | Y | N | Organics, Other | Accepted | 3/2/2007 8:40:24 AM
673 | Bis(2-chloroethoxy)methane | 111-91-1 | 27987 | Y | N | Organics, Other | Accepted | 3/2/2007 8:40:24 AM
674 | Bis(2-chloroethyl) ether | 111-44-4 | 27532 | N | N | Organics, Pesticide | Accepted | 3/2/2007 8:40:24 AM
5505 | Bis(2-chloroethyl)ether-d8 |  |  | N | N | Organics, Pesticide | Accepted | 12/21/2015 3:01:37 PM
675 | Bis(2-chloroisopropyl) ether | 39638-32-9 | 279893 | Y | N | Organics, Other | Accepted | 3/2/2007 8:40:24 AM
6425 | Bis(2-hydroxyethyl) phthalate | 84-73-1 | 10017 | N | N | Not Assigned | Accepted | 4/6/2017 10:26:05 AM
950 | Bis(2-hydroxypropyl) ether | 110-98-5 | 27144 | N | N | Not Assigned | Accepted | 3/2/2007 8:40:24 AM
1412 | Bis(2-methoxyethyl) phthalate | 117-82-8 | 29942 | N | N | Not Assigned | Accepted | 9/23/2016 9:21:01 AM
1325 | bis(3-Methylcyclohexyl) peroxide | 66903-23-9 | 963603 | Y | N | Not Assigned | Accepted | 3/2/2007 8:40:24 AM
677 | Bis(4-chlorophenyl)methane | 101-76-8 | 20339 | N | N | Not Assigned | Accepted | 3/2/2007 8:40:24 AM
676 | Bis(chloromethyl) ether | 542-88-1 | 52498 | N | N | Organics, Other | Accepted | 3/2/2007 8:40:25 AM
6993 | Bis(tributyltin) oxide | 56-35-9 | 2113 | N | N | Not Assigned | Accepted | 5/22/2018 11:43:06 AM
678 | Bismuth | 7440-69-9 | 150250 | Y | N | Inorganics, Minor, Metals | Accepted | 3/2/2007 8:40:25 AM
3502 | Bismuth-211 | 15229-37-5 | 52459922 | Y | N | Radiochemical | Accepted | 11/29/2010 5:28:40 PM
679 | Bismuth-212 | 14913-49-6 | 197665 | Y | N | Radiochemical | Accepted | 3/2/2007 8:40:25 AM
680 | Bismuth-214 | 14733-03-0 | 650630 | N | N | Radiochemical | Accepted | 7/22/2014 12:00:00 AM
4025 | Bisphenol A-d16 | 96210-87-6 |  | N | N | Not Assigned | Accepted | 3/29/2013 8:42:18 AM
4029 | Bisphenol A-d3 |  |  | N | N | Not Assigned | Accepted | 3/29/2013 8:42:18 AM
4754 | Bisphenol A-d6 | 86588-58-1 |  | N | N | Not Assigned | Accepted | 3/24/2014 9:00:00 AM
4725 | Bisphenol S | 80-09-1 | 8144 | N | N | Not Assigned | Accepted | 3/24/2014 9:00:00 AM
3596 | Blank |  |  | N | N | Not Assigned | Accepted | 8/26/2015 11:38:51 AM
2143 | Blasticidin S | 2079-00-7 | 961599 | Y | N | Organics, Pesticide | Accepted | 3/2/2007 8:40:25 AM
3084 | BMAA (Beta-Methyl-Amino-(L)-Alanine) | 15920-93-1 |  | N | N | Not Assigned | Accepted | 5/20/2016 3:34:22 PM
6161 | Boat speed |  |  | N | N | Not Assigned | Accepted | 3/30/2017 12:50:03 PM
2970 | BOD, Sediment Load |  | 1640952 | N | N | Sediment | Accepted | 12/20/2007 11:03:19 AM
694 | Boric acid | 11113-50-1 | 173252 | Y | N | Not Assigned | Accepted | 3/2/2007 8:40:25 AM
2145 | Boric acid esters mixture, unspecified |  | 17294653 | Y | N | Not Assigned | Accepted | 3/2/2007 8:40:25 AM
4404 | Borneol | 507-70-0 | 49247 | N | N | Not Assigned | Accepted | 3/20/2015 1:29:32 PM
695 | Boron | 7440-42-8 | 150011 | Y | N | Inorganics, Minor, Non-metals | Accepted | 3/2/2007 8:40:25 AM
4888 | Boscalid | 188425-85-6 | 17131913 | N | N | Organics, Pesticide | Accepted | 5/13/2014 9:00:00 AM
3359 | Branched p-nonylphenol | 84852-15-3 | 597278 | N | N | Not Assigned | Accepted | 5/19/2010 11:03:17 AM
5337 | Braun-Blanquet Abundance (choice list) |  |  | N | Y | Not Assigned | Accepted | 6/4/2015 11:54:43 AM
2833 | Brillouin Taxonomic Diversity Index |  | 17164310 | N | N | Physical | Accepted | 3/2/2007 8:40:25 AM
696 | Bromacil | 314-40-9 | 42127 | N | N | Organics, Pesticide | Accepted | 7/22/2014 12:00:00 AM
3914 | Bromadiolone | 28772-56-7 | 250688 | N | N | Organics, Pesticide | Accepted | 7/22/2014 12:00:00 AM
2985 | Bromate | 15541-45-4 | 650705 | Y | N | Not Assigned | Accepted | 1/9/2008 10:25:39 AM
7607 | Brombuterol | 41937-02-4 |  | N | N | Organics, Other | Accepted | 12/18/2018 12:01:34 PM
3833 | Brombuterol hydrochloride | 21912-49-2 | 1736822 | N | N | Organics, Other | Accepted | 7/22/2014 12:00:00 AM
697 | Bromide | 24959-67-9 | 227538 | N | N | Inorganics, Major, Non-metals | Accepted | 7/22/2014 12:00:00 AM
698 | Bromine | 7726-95-6 | 153072 | Y | N | Not Assigned | Accepted | 3/2/2007 8:40:25 AM
699 | Bromine chloride | 13863-41-7 | 192104 | Y | N | Organics, Pesticide | Accepted | 3/2/2007 8:40:25 AM
700 | Bromoacetic acid | 79-08-3 | 7591 | Y | N | Organics, Other | Accepted | 3/2/2007 8:40:25 AM
701 | Bromobenzene | 108-86-1 | 25437 | N | N | Organics, Other | Accepted | 7/22/2014 12:00:00 AM
702 | Bromochloroacetic acid | 5589-96-8 | 650408 | Y | N | Organics, Other | Accepted | 3/2/2007 8:40:25 AM
703 | Bromochloroacetonitrile | 83463-62-1 | 651018 | Y | N | Organics, Other | Accepted | 3/2/2007 8:40:25 AM
704 | Bromochloroiodomethane | 34970-00-8 | 962993 | Y | N | Not Assigned | Accepted | 3/2/2007 8:40:26 AM
2986 | Bromodichloroacetic acid | 71133-14-7 | 650994 | Y | N | Organics, Other | Accepted | 1/9/2008 10:25:39 AM
3711 | Bromodichloropropane |  |  | N | N | Organics, Pesticide | Accepted | 11/2/2012 5:53:44 PM
3300 | Bromoethane | 74-96-4 | 5181 | N | N | Not Assigned | Accepted | 7/22/2014 12:00:00 AM
3542 | Bromoform-d | 2909-52-6 | 98574 | N | N | Not Assigned | Accepted | 2/10/2016 1:19:43 PM
4679 | Bromomethoxynaphthalene | 3401-47-6 |  | N | N | Not Assigned | Accepted | 8/26/2013 8:42:18 AM
705 | Bromoxynil | 1689-84-5 | 90837 | Y | N | Organics, Pesticide | Accepted | 3/2/2007 8:40:26 AM
5121 | Bromoxynil octanoate | 1689-99-2 | 90845 | N | N | Not Assigned | Accepted | 4/1/2015 3:21:12 PM
3834 | Bromoxynil-13C6 |  |  | N | N | Organics, Pesticide | Accepted | 7/22/2014 12:00:00 AM
4952 | BTU |  |  | N | N | Not Assigned | Accepted | 10/3/2014 9:21:07 AM
706 | Bulan | 117-26-0 | 960963 | Y | N | Organics, Pesticide | Accepted | 3/2/2007 8:40:26 AM
707 | Bulan mixt. with 2-nitro-1,1-bis(p-chlorophenyl)propane | 8027-00-7 | 962084 | N | N | Organics, Pesticide | Accepted | 3/2/2007 8:40:26 AM
7608 | Buprenorphine | 52485-79-7 | 1735145 | N | N | Organics, Other | Accepted | 12/18/2018 12:02:43 PM
4175 | Buprenorphine hydrochloride | 53152-21-9 |  | N | N | Organics, Other | Accepted | 5/30/2013 8:42:18 AM
3835 | Bupropion | 34911-55-2 |  | N | N | Organics, Other | Accepted | 7/22/2014 12:00:00 AM
4726 | Busulfan | 55-98-1 | 684837 | N | N | Not Assigned | Accepted | 3/24/2014 9:00:00 AM
4789 | Busulfan-d8 | 116653-28-2 |  | N | N | Not Assigned | Accepted | 3/24/2014 9:00:00 AM
708 | Butachlor | 23184-66-9 | 223263 | Y | N | Organics, Pesticide | Accepted | 3/2/2007 8:40:26 AM
3962 | Butachlor ESA |  |  | N | N | Organics, Pesticide | Accepted | 7/22/2014 12:00:00 AM
3838 | Butalbital | 77-26-9 | 1736626 | N | N | Organics, Other | Accepted | 7/22/2014 12:00:00 AM
7304 | Butanamide, 2,2,3,3,4,4,4-Heptafluoro-N-[2-(trimethylsilyloxy)-2-[4-(trimethylsilyloxy)phenyl]ethyl] | 55471-01-7 | 1734513 | N | N | Not Assigned | Accepted | 10/3/2018 3:12:19 PM
709 | Butane | 106-97-8 | 24026 | Y | N | Organics, Other | Accepted | 3/2/2007 8:40:26 AM
5100 | Butane, 1-isothiocyanato- | 592-82-5 | 57257 | N | N | Not Assigned | Accepted | 3/12/2015 12:25:16 PM
711 | Butanedinitrile | 110-61-2 | 26807 | Y | N | Not Assigned | Accepted | 3/2/2007 8:40:26 AM
712 | Butene | 25167-67-3 | 230482 | N | N | Organics, Other | Accepted | 3/2/2007 8:40:26 AM
4847 | Butralin | 33629-47-9 | 264762 | N | N | Organics, Pesticide | Accepted | 3/31/2014 9:00:00 AM
713 | Butyl 2-ethylhexyl phthalate | 85-69-8 | 10488 | N | N | Not Assigned | Accepted | 7/22/2014 12:00:00 AM
1377 | Butyl benzoate | 136-60-7 | 36715 | Y | N | Not Assigned | Accepted | 3/2/2007 8:40:26 AM
714 | Butyl benzyl phthalate | 85-68-7 | 10470 | Y | N | Organics, Other | Accepted | 3/2/2007 8:40:26 AM
715 | Butyl stearate | 123-95-5 | 33282 | N | N | Not Assigned | Accepted | 3/2/2007 8:40:26 AM
716 | Butylamine | 109-73-9 | 26088 | Y | N | Organics, Pesticide | Accepted | 3/2/2007 8:40:26 AM
717 | Butylate | 2008-41-5 | 95398 | N | N | Organics, Pesticide | Accepted | 7/22/2014 12:00:00 AM
2148 | Butylated hydroxyanisole | 25013-16-5 | 227876 | Y | N | Organics, Other | Accepted | 3/2/2007 8:40:26 AM
3301 | Butylbenzene | 68411-44-9 | 426338 | N | N | Organics, Other | Accepted | 7/22/2014 12:00:00 AM
3937 | Butylparaben | 94-26-8 | 15354 | N | N | Organics, Pesticide | Accepted | 7/22/2014 12:00:00 AM
1355 | Butyltin | 2406-65-7 | 17119025 | N | N | Organics, Other | Accepted | 7/22/2014 12:00:00 AM
718 | Butyltin trichloride | 1118-46-3 | 78659 | Y | N | Not Assigned | Accepted | 3/2/2007 8:40:27 AM
719 | Butyraldehyde | 123-72-8 | 33134 | N | N | Not Assigned | Accepted | 3/2/2007 8:40:27 AM
7128 | Butyraldehyde/Isobutyraldehyde mix |  |  | N | N | Not Assigned | Accepted | 6/7/2018 8:49:38 AM
720 | Butyric acid | 107-92-6 | 24729 | Y | N | Organics, Other | Accepted | 3/2/2007 8:40:27 AM
5450 | BZ#001L |  |  | N | N | Organics, PCBs | Accepted | 12/21/2015 3:01:36 PM
5451 | BZ#003L |  |  | N | N | Organics, PCBs | Accepted | 12/21/2015 3:01:36 PM
5452 | BZ#004L |  |  | N | N | Organics, PCBs | Accepted | 12/21/2015 3:01:36 PM
6903 | BZ#009L |  |  | N | N | Not Assigned | Accepted | 1/26/2018 5:36:19 PM
5599 | BZ#014L |  |  | N | N | Organics, PCBs | Accepted | 1/8/2016 12:20:40 PM
5453 | BZ#015L |  |  | N | N | Organics, PCBs | Accepted | 12/21/2015 3:01:36 PM
5454 | BZ#019L |  |  | N | N | Organics, PCBs | Accepted | 12/21/2015 3:01:36 PM
5525 | BZ#028L |  |  | N | N | Organics, PCBs | Accepted | 12/21/2015 3:01:38 PM
5455 | BZ#034L |  |  | N | N | Organics, PCBs | Accepted | 12/21/2015 3:01:36 PM
5456 | BZ#037L |  |  | N | N | Organics, PCBs | Accepted | 12/21/2015 3:01:36 PM
5457 | BZ#054L |  |  | N | N | Organics, PCBs | Accepted | 12/21/2015 3:01:36 PM
5483 | BZ#061L |  |  | N | N | Organics, PCBs | Accepted | 12/21/2015 3:01:36 PM
5458 | BZ#077L |  |  | N | N | Organics, PCBs | Accepted | 12/21/2015 3:01:36 PM
5459 | BZ#081L |  |  | N | N | Organics, PCBs | Accepted | 12/21/2015 3:01:36 PM
5460 | BZ#104L |  |  | N | N | Organics, PCBs | Accepted | 12/21/2015 3:01:36 PM
5461 | BZ#105L |  |  | N | N | Organics, PCBs | Accepted | 12/21/2015 3:01:36 PM
5542 | BZ#111L |  |  | N | N | Organics, PCBs | Accepted | 12/21/2015 3:01:38 PM
5462 | BZ#114L |  |  | N | N | Organics, PCBs | Accepted | 12/21/2015 3:01:36 PM
5463 | BZ#118L |  |  | N | N | Organics, PCBs | Accepted | 12/21/2015 3:01:36 PM
5464 | BZ#123L |  |  | N | N | Organics, PCBs | Accepted | 12/21/2015 3:01:36 PM
5465 | BZ#126L |  |  | N | N | Organics, PCBs | Accepted | 12/21/2015 3:01:36 PM
5484 | BZ#152L |  |  | N | N | Organics, PCBs | Accepted | 12/21/2015 3:01:36 PM
6961 | BZ#153L |  |  | N | N | Not Assigned | Accepted | 1/31/2018 2:46:25 PM
5466 | BZ#155L |  |  | N | N | Organics, PCBs | Accepted | 12/21/2015 3:01:36 PM
5467 | BZ#156L |  |  | N | N | Organics, PCBs | Accepted | 12/21/2015 3:01:36 PM
5468 | BZ#157L |  |  | N | N | Organics, PCBs | Accepted | 12/21/2015 3:01:36 PM
5469 | BZ#167L |  |  | N | N | Organics, PCBs | Accepted | 12/21/2015 3:01:36 PM
5470 | BZ#169L |  |  | N | N | Organics, PCBs | Accepted | 12/21/2015 3:01:36 PM
5471 | BZ#170L |  |  | N | N | Organics, PCBs | Accepted | 12/21/2015 3:01:36 PM
5551 | BZ#178L |  |  | N | N | Organics, PCBs | Accepted | 12/21/2015 3:01:39 PM
5472 | BZ#180L |  |  | N | N | Organics, PCBs | Accepted | 12/21/2015 3:01:36 PM
5473 | BZ#188L |  |  | N | N | Organics, PCBs | Accepted | 12/21/2015 3:01:36 PM
5474 | BZ#189L |  |  | N | N | Organics, PCBs | Accepted | 12/21/2015 3:01:36 PM
5475 | BZ#202L |  |  | N | N | Organics, PCBs | Accepted | 12/21/2015 3:01:36 PM
5476 | BZ#205L |  |  | N | N | Organics, PCBs | Accepted | 12/21/2015 3:01:36 PM
5477 | BZ#206L |  |  | N | N | Organics, PCBs | Accepted | 12/21/2015 3:01:36 PM
5478 | BZ#208L |  |  | N | N | Organics, PCBs | Accepted | 12/21/2015 3:01:36 PM
5479 | BZ#209L |  |  | N | N | Organics, PCBs | Accepted | 12/21/2015 3:01:36 PM
5480 | C-13 Labeled Isomer/Congener 156+157 mixture |  |  | N | N | Organics, Other | Accepted | 1/8/2016 12:00:00 AM
5481 | C-13 Labeled Total Octahlorodibenzo-p-dioxin |  |  | N | N | Organics, Other | Accepted | 1/8/2016 12:00:00 AM
5482 | C-13 Labeled Total Octahlorodibenzofuran |  |  | N | N | Organics, Other | Accepted | 1/8/2016 12:00:00 AM
4827 | C1-Acenaphthenes |  |  | N | N | Organics, Other | Accepted | 3/31/2014 9:00:00 AM
6904 | C1-Benzenes, methyl |  |  | N | N | Not Assigned | Accepted | 1/26/2018 5:36:19 PM
4829 | C1-Benzofluoranthenes/benzopyrenes |  |  | N | N | Organics, Other | Accepted | 3/31/2014 9:00:00 AM
4828 | C1-Benzo[a]anthracenes/chrysenes |  |  | N | N | Organics, Other | Accepted | 3/31/2014 9:00:00 AM
4830 | C1-Biphenyls |  |  | N | N | Organics, Other | Accepted | 3/31/2014 9:00:00 AM
721 | C1-C3 Fluorenes |  | 17136508 | Y | N | Organics, Other | Accepted | 3/2/2007 8:40:27 AM
722 | C1-C4 Chrysenes |  | 17074865 | Y | N | Organics, Other | Accepted | 3/2/2007 8:40:27 AM
723 | C1-C4 Fluoranthenes |  | 17136490 | Y | N | Organics, Other | Accepted | 3/2/2007 8:40:27 AM
724 | C1-C4 Phenanthrenes |  | 17136482 | Y | N | Organics, Other | Accepted | 3/2/2007 8:40:27 AM
5626 | C1-Dibenzothiophenes |  |  | N | N | Not Assigned | Accepted | 3/8/2016 8:48:26 AM
2150 | C1-Fluoranthenes/pyrenes |  | 17148362 | Y | N | Organics, Other | Accepted | 3/2/2007 8:40:27 AM
3452 | C1-Fluorenes***retired***use Methylfluorene | 26914-17-0 | 711408 | Y | N | Not Assigned | Deprecated | 4/1/2013 1:00:00 AM
2151 | C1-Phenanthrenes/anthracenes |  | 17148305 | Y | N | Organics, Other | Accepted | 3/2/2007 8:40:27 AM
1142 | C10 Hydrocarbons | 93924-41-5 | 963959 | N | N | Organics, Other | Accepted | 3/2/2007 8:40:27 AM
2099 | C10-16-Alkyldimethylamines oxides | 70592-80-2 | 524678 | Y | N | Organics, Other | Accepted | 3/2/2007 8:40:27 AM
3461 | C10-C12 Aliphatics |  |  | Y | N | Organics, Other | Accepted | 8/3/2010 9:32:16 AM
3462 | C10-C12 Aromatics |  |  | Y | N | Organics, Other | Accepted | 8/3/2010 9:32:16 AM
5616 | C11-C22 Aromatics |  |  | N | N | Not Assigned | Accepted | 1/13/2016 3:17:08 PM
1143 | C12 Hydrocarbons | 93924-44-8 | 963967 | N | N | Organics, Other | Accepted | 7/22/2014 12:00:00 AM
3464 | C12-C13 Aromatics |  |  | Y | N | Organics, Other | Accepted | 8/3/2010 9:32:16 AM
3465 | C12-C16 Aliphatics |  |  | Y | N | Organics, Other | Accepted | 8/3/2010 9:32:16 AM
3466 | C12-C16 Aromatics |  |  | Y | N | Organics, Other | Accepted | 8/3/2010 9:32:16 AM
1144 | C14 Hydrocarbons | 93924-47-1 | 963975 | N | N | Organics, Other | Accepted | 3/2/2007 8:40:27 AM
1145 | C16 Hydrocarbons | 93924-49-3 | 963983 | N | N | Organics, Other | Accepted | 3/2/2007 8:40:27 AM
3467 | C16-C21 Aliphatics |  |  | Y | N | Organics, Other | Accepted | 8/3/2010 9:32:17 AM
3468 | C16-C21 Aromatics |  |  | Y | N | Organics, Other | Accepted | 8/3/2010 9:32:17 AM
1146 | C18 Hydrocarbons | 93924-52-8 | 963991 | N | N | Organics, Other | Accepted | 3/2/2007 8:40:27 AM
5617 | C19-C36 Aliphatics |  |  | N | N | Organics, Other | Accepted | 1/13/2016 3:17:08 PM
6905 | C2-Benzenes, ethyl |  |  | N | N | Not Assigned | Accepted | 1/26/2018 5:36:19 PM
4832 | C2-Benzofluoranthenes/benzopyrenes |  |  | N | N | Organics, Other | Accepted | 3/31/2014 9:00:00 AM
4831 | C2-Benzo[a]anthracenes/chrysenes |  |  | N | N | Organics, Other | Accepted | 3/31/2014 9:00:00 AM
4833 | C2-Biphenyls |  |  | N | N | Organics, Other | Accepted | 3/31/2014 9:00:00 AM
2152 | C2-Chrysenes |  | 17074881 | Y | N | Organics, Other | Accepted | 3/2/2007 8:40:28 AM
2153 | C2-Dibenzothiophenes |  | 17074899 | Y | N | Organics, Other | Accepted | 3/2/2007 8:40:28 AM
2154 | C2-Fluoranthenes/pyrenes |  | 17148347 | Y | N | Organics, Other | Accepted | 3/2/2007 8:40:28 AM
2155 | C2-Fluorenes |  | 17074907 | Y | N | Organics, Other | Accepted | 3/2/2007 8:40:28 AM
2156 | C2-Naphthalenes |  | 17074915 | Y | N | Organics, Other | Accepted | 3/2/2007 8:40:28 AM
2157 | C2-Phenanthrenes/anthracenes |  | 17148313 | Y | N | Organics, Other | Accepted | 3/2/2007 8:40:28 AM
1147 | C20 Hydrocarbons | 93924-54-0 | 964007 | N | N | Organics, Other | Accepted | 3/2/2007 8:40:27 AM
3469 | C21-C34 Aliphatics |  |  | Y | N | Organics, Other | Accepted | 8/3/2010 9:32:17 AM
3470 | C21-C34 Aromatics |  |  | Y | N | Organics, Other | Accepted | 8/3/2010 9:32:17 AM
1148 | C22 Hydrocarbons | 93924-56-2 | 964015 | N | N | Organics, Other | Accepted | 3/2/2007 8:40:27 AM
5096 | C23-C32 Hydrocarbons |  | 966473 | N | N | Organics, Other | Accepted | 3/12/2015 11:54:34 AM
1149 | C24 Hydrocarbons |  | 966903 | Y | N | Organics, Other | Accepted | 3/2/2007 8:40:28 AM
5095 | C24-C36 Hydrocarbons |  | 966473 | N | N | Organics, Other | Accepted | 3/12/2015 11:54:35 AM
1150 | C26 Hydrocarbons |  | 966911 | Y | N | Organics, Other | Accepted | 3/2/2007 8:40:28 AM
1151 | C28 Hydrocarbons |  | 966929 | Y | N | Organics, Other | Accepted | 3/2/2007 8:40:28 AM
1152 | C29 Hydrocarbons |  | 966937 | Y | N | Organics, Other | Accepted | 3/2/2007 8:40:28 AM
6906 | C3-Benzenes, propyl |  |  | N | N | Not Assigned | Accepted | 1/26/2018 5:36:19 PM
4834 | C3-Benzo[a]anthracenes/chrysenes |  |  | N | N | Organics, Other | Accepted | 3/31/2014 9:00:00 AM
2158 | C3-Chrysenes |  | 17074931 | Y | N | Organics, Other | Accepted | 3/2/2007 8:40:28 AM
2159 | C3-Dibenzothiophenes |  | 17074949 | Y | N | Organics, Other | Accepted | 3/2/2007 8:40:29 AM
2160 | C3-Fluoranthenes/pyrenes |  | 17148354 | Y | N | Organics, Other | Accepted | 3/2/2007 8:40:29 AM
2161 | C3-Fluorenes |  | 17074956 | Y | N | Organics, Other | Accepted | 3/2/2007 8:40:29 AM
2162 | C3-Naphthalenes |  | 17074964 | Y | N | Organics, Other | Accepted | 3/2/2007 8:40:29 AM
2163 | C3-Phenanthrenes/anthracenes |  | 17148321 | Y | N | Organics, Other | Accepted | 3/2/2007 8:40:29 AM
1153 | C30 Hydrocarbons |  | 966945 | Y | N | Organics, Other | Accepted | 3/2/2007 8:40:28 AM
3314 | C30-Hopane |  |  | N | N | Not Assigned | Accepted | 4/28/2016 3:44:43 PM
1154 | C31 Hydrocarbons |  | 966952 | Y | N | Organics, Other | Accepted | 3/2/2007 8:40:28 AM
1155 | C32 Hydrocarbons |  | 966960 | Y | N | Organics, Other | Accepted | 3/2/2007 8:40:28 AM
1156 | C33 Hydrocarbons |  | 966978 | Y | N | Organics, Other | Accepted | 3/2/2007 8:40:28 AM
1157 | C34 Hydrocarbons |  | 966986 | Y | N | Organics, Other | Accepted | 3/2/2007 8:40:28 AM
1158 | C35 Hydrocarbons |  | 966994 | Y | N | Organics, Other | Accepted | 3/2/2007 8:40:28 AM
6907 | C4-Benzenes, butyl |  |  | N | N | Not Assigned | Accepted | 1/26/2018 5:36:19 PM
4835 | C4-Benzo[a]anthracenes/chrysenes |  |  | N | N | Organics, Other | Accepted | 3/31/2014 9:00:00 AM
3456 | C4-C6 Aliphatics |  |  | Y | N | Organics, Other | Accepted | 8/3/2010 9:32:15 AM
2164 | C4-Chrysenes |  | 17074980 | Y | N | Organics, Other | Accepted | 3/2/2007 8:40:29 AM
3451 | C4-Dibenzothiophenes |  | 1732869 | Y | N | Organics, Other | Accepted | 8/3/2010 9:32:15 AM
4821 | C4-Fluoranthenes/pyrenes |  |  | N | N | Organics, Other | Accepted | 3/31/2014 9:00:00 AM
2165 | C4-Naphthalenes |  | 17074998 | Y | N | Organics, Other | Accepted | 3/2/2007 8:40:29 AM
2166 | C4-Phenanthrenes/anthracenes |  | 17148339 | Y | N | Organics, Other | Accepted | 3/2/2007 8:40:29 AM
6908 | C5-Benzenes, pentyl |  |  | N | N | Not Assigned | Accepted | 1/26/2018 5:36:19 PM
3457 | C5-C6 Aliphatics |  |  | Y | N | Organics, Other | Accepted | 8/3/2010 9:32:15 AM
5408 | C5-C8 Aliphatics |  |  | Y | N | Organics, Other | Accepted | 12/8/2015 12:01:41 PM
5409 | C5-C8 Aliphatics, Unadjusted |  |  | Y | N | Organics, Other | Accepted | 12/8/2015 12:01:41 PM
3458 | C6-C8 Aliphatics |  |  | Y | N | Organics, Other | Accepted | 8/3/2010 9:32:15 AM
1159 | C8 Hydrocarbons | 93924-38-0 | 963942 | Y | N | Organics, Other | Accepted | 3/2/2007 8:40:29 AM
4661 | C8-Alkylphenols |  |  | N | N | Organics, Other | Accepted | 8/26/2013 8:42:18 AM
3459 | C8-C10 Aliphatics |  |  | Y | N | Organics, Other | Accepted | 8/3/2010 9:32:16 AM
3460 | C8-C10 Aromatics |  |  | Y | N | Organics, Other | Accepted | 8/3/2010 9:32:16 AM
5415 | C9-C10 Aromatics |  |  | Y | N | Organics, Other | Accepted | 12/8/2015 2:15:46 PM
5410 | C9-C12 Aliphatics |  |  | Y | N | Organics, Other | Accepted | 12/8/2015 12:01:42 PM
5411 | C9-C12 Aliphatics, Unadjusted |  |  | Y | N | Organics, Other | Accepted | 12/8/2015 12:01:42 PM
5412 | C9-C18 Aliphatics |  |  | Y | N | Organics, Other | Accepted | 12/8/2015 12:01:42 PM
5413 | C99-C36 Aliphatics |  |  | Y | N | Not Assigned | Accepted | 12/8/2015 12:01:42 PM
2957 | Cacodylic acid | 75-60-5 | 5702 | N | N | Organics, Pesticide | Accepted | 3/2/2007 8:40:29 AM
725 | Cadmium | 7440-43-9 | 150029 | Y | N | Inorganics, Minor, Metals | Accepted | 3/2/2007 8:40:29 AM
726 | Caffeine | 58-08-2 | 2741 | N | N | Organics, Other | Accepted | 7/22/2014 12:00:00 AM
4035 | Caffeine-13C |  |  | N | N | Organics, Other | Accepted | 3/29/2013 8:42:18 AM
3824 | Caffeine-trimethyl-13C3 | 78072-66-9 | 1736808 | N | N | Organics, Other | Accepted | 7/22/2014 12:00:00 AM
5334 | Calcareous green algae |  |  | N | N | Not Assigned | Accepted | 6/4/2015 11:46:20 AM
5335 | Calcareous red algae |  |  | N | N | Not Assigned | Accepted | 6/4/2015 11:46:20 AM
727 | Calcium | 7440-70-2 | 150268 | Y | N | Inorganics, Major, Metals | Accepted | 3/2/2007 8:40:29 AM
2045 | Calcium arsenate | 7778-44-1 | 153890 | N | N | Not Assigned | Accepted | 9/23/2016 8:46:22 AM
3125 | Calcium carbonate | 471-35-1 | 46755 | N | N | Physical | Accepted | 7/22/2014 12:00:00 AM
3126 | Calcium hydroxide | 1305-62-0 | 82255 | N | N | Physical | Accepted | 7/22/2014 12:00:00 AM
2049 | Calcium hypochlorite | 7778-54-3 | 153932 | N | N | Not Assigned | Accepted | 9/23/2016 8:46:22 AM
729 | Calcium oxide | 1305-78-8 | 82263 | N | N | Not Assigned | Accepted | 3/2/2007 8:40:29 AM
2168 | Calcium sulfate | 7778-18-9 | 153858 | Y | N | Not Assigned | Accepted | 3/2/2007 8:40:29 AM
2169 | Calcium sulfate dihydrate | 10101-41-4 | 758953 | Y | N | Not Assigned | Accepted | 3/2/2007 8:40:29 AM
730 | Calcium-45 | 13966-05-7 | 776088 | N | N | Radiochemical | Accepted | 3/2/2007 8:40:30 AM
5152 | Camphene | 79-92-5 | 8037 | N | N | Not Assigned | Accepted | 4/14/2015 3:35:03 PM
731 | Camphor | 76-22-2 | 6205 | N | N | Organics, Pesticide | Accepted | 7/22/2014 12:00:00 AM
2170 | Candida |  | 764258 | N | N | Microbiological | Accepted | 3/2/2007 8:40:30 AM
2171 | Candida albicans |  | 1852508 | N | N | Microbiological | Accepted | 3/2/2007 8:40:30 AM
3840 | Cannabidiol | 13956-29-1 | 1736830 | N | N | Organics, Other | Accepted | 7/22/2014 12:00:00 AM
3915 | Cannabinol | 521-35-7 | 17002965 | N | N | Organics, Other | Accepted | 7/22/2014 12:00:00 AM
5678 | Canopy Cover |  |  | N | N | Information | Accepted | 9/1/2016 3:31:23 PM
4680 | Canopy Cover, Left Bank |  |  | N | N | Information | Accepted | 8/26/2013 8:42:18 AM
4681 | Canopy Cover, Right Bank |  |  | N | N | Information | Accepted | 8/26/2013 8:42:18 AM
3413 | Canopy Measure Center Down |  |  | N | N | Physical | Accepted | 6/29/2010 8:41:23 AM
7397 | Canopy Measure Center Left |  |  | N | N | Not Assigned | Accepted | 10/4/2018 11:02:55 AM
7398 | Canopy Measure Center Right |  |  | N | N | Not Assigned | Accepted | 10/4/2018 11:02:55 AM
3414 | Canopy Measure Center Upstream |  |  | N | N | Physical | Accepted | 6/29/2010 8:41:23 AM
3415 | Canopy Measure Left Bank |  |  | N | N | Physical | Accepted | 6/29/2010 8:41:23 AM
3412 | Canopy Measure Right Bank |  |  | N | N | Information | Accepted | 6/29/2010 8:41:23 AM
732 | Caprolactam | 105-60-2 | 22921 | N | N | Organics, Other | Accepted | 7/22/2014 12:00:00 AM
5146 | Capsaicin | 404-86-4 | 44982 | N | N | Not Assigned | Accepted | 4/2/2015 1:27:05 PM
3294 | Captafol | 2425-06-1 | 101816 | N | N | Organics, Pesticide | Accepted | 4/1/2010 3:24:25 PM
733 | Captan | 133-06-2 | 35790 | N | N | Organics, Pesticide | Accepted | 7/22/2014 12:00:00 AM
4562 | Carbadox | 6804-07-5 | 1735896 | N | N | Not Assigned | Accepted | 7/10/2013 11:19:06 AM
3626 | Carbamazepine | 298-46-4 | 1736774 | N | N | Organics, Pesticide | Accepted | 7/22/2014 12:00:00 AM
4851 | Carbamazepine 10,11 epoxide | 36507-30-9 |  | N | N | Organics, Pesticide | Accepted | 4/17/2014 9:00:00 AM
3627 | Carbamazepine-d10 | 132183-78-9 | 1736776 | N | N | Organics, Pesticide | Accepted | 7/22/2014 12:00:00 AM
6140 | Carbamodithioic acid, ion(1-) | 4384-82-1 | 961839 | N | N | Not Assigned | Accepted | 12/16/2016 9:47:14 AM
734 | Carbaryl | 63-25-2 | 3723 | N | N | Organics, Pesticide | Accepted | 7/22/2014 12:00:00 AM
735 | Carbazole | 86-74-8 | 10900 | N | N | Organics, Pesticide | Accepted | 7/22/2014 12:00:00 AM
736 | Carbendazim | 10605-21-7 | 172767 | N | N | Organics, Pesticide | Accepted | 3/2/2007 8:40:30 AM
737 | Carbofuran | 1563-66-2 | 88666 | N | N | Organics, Pesticide | Accepted | 7/22/2014 12:00:00 AM
7729 | Carbofuran-13C6 | 1563-66-2 |  | N | N | Not Assigned | Accepted | 2/11/2019 5:32:38 PM
3841 | Carbofuran-D3 | 1007459-98-4 | 1736832 | N | N | Organics, Pesticide | Accepted | 7/22/2014 12:00:00 AM
742 | Carbon | 7440-44-0 | 150037 | Y | N | Inorganics, Major, Non-metals | Accepted | 3/2/2007 8:40:30 AM
7140 | Carbon Delta 13 |  |  | N | N | Not Assigned | Accepted | 6/14/2018 9:43:00 AM
738 | Carbon dioxide | 124-38-9 | 33548 | Y | N | Inorganics, Major, Non-metals | Accepted | 3/2/2007 8:40:30 AM
6380 | Carbon Dioxide (CO2)/Nitrogen (N2) Gas Ratio |  |  | N | N | Stable Isotopes | Accepted | 3/6/2017 1:00:04 PM
4625 | Carbon Dioxide, fixed CO2 |  |  | N | N | Inorganics, Major, Non-metals | Accepted | 8/26/2013 8:42:18 AM
4626 | Carbon Dioxide, free CO2 |  |  | N | N | Inorganics, Major, Non-metals | Accepted | 7/22/2014 12:00:00 AM
739 | Carbon disulfide | 75-15-0 | 5348 | N | N | Organics, Pesticide | Accepted | 7/22/2014 12:00:00 AM
4619 | Carbon fraction, particulate organic material |  | 701250 | N | N | Stable Isotopes | Accepted | 8/26/2013 8:42:18 AM
740 | Carbon monoxide | 630-08-0 | 65052 | N | N | Inorganics, Major, Non-metals | Accepted | 3/2/2007 8:40:30 AM
4657 | Carbon Preference Index (CPI), Odd/Even Carbon Alkane Ratio |  |  | N | N | Stable Isotopes | Accepted | 8/26/2013 8:42:18 AM
741 | Carbon tetrachloride | 56-23-5 | 2071 | Y | N | Organics, Other | Accepted | 3/2/2007 8:40:30 AM
5488 | Carbon, black |  |  | N | N | Inorganics, Major, Non-metals | Accepted | 12/21/2015 3:01:37 PM
2987 | Carbon, isotope of mass 13 | 14762-74-4 | 17074592 | Y | N | Stable Isotopes | Accepted | 1/9/2008 10:25:39 AM
746 | Carbon-13/Carbon-12 ratio |  | 966853 | N | N | Stable Isotopes | Accepted | 3/2/2007 8:40:31 AM
747 | Carbon-14 | 14762-75-5 | 197046 | N | N | Radiochemical | Accepted | 7/22/2014 12:00:00 AM
4700 | Carbon/Nitrogen molar ratio |  |  | N | N | Stable Isotopes | Accepted | 11/20/2013 2:51:12 PM
4701 | Carbon/Phosphorus molar ratio |  |  | N | N | Stable Isotopes | Accepted | 11/20/2013 2:51:12 PM
691 | Carbonaceous biochemical oxygen demand, non-standard conditions |  | 1640960 | N | N | Physical | Accepted | 7/22/2014 12:00:00 AM
687 | Carbonaceous biochemical oxygen demand, standard conditions |  | 1640614 | N | N | Physical | Accepted | 7/22/2014 12:00:00 AM
748 | Carbonate | 3812-32-6 | 119396 | Y | N | Physical | Accepted | 3/2/2007 8:40:31 AM
749 | Carbophenothion | 786-19-6 | 70458 | N | N | Organics, Pesticide | Accepted | 7/22/2014 12:00:00 AM
750 | Carbophenothion-methyl | 953-17-3 | 961326 | N | N | Organics, Pesticide | Accepted | 7/22/2014 12:00:00 AM
751 | Carboxin | 5234-68-4 | 130203 | N | N | Organics, Pesticide | Accepted | 7/22/2014 12:00:00 AM
3371 | Carcinogenic polycyclic aromatic hydrocarbons |  | 17001801 | N | N | Not Assigned | Accepted | 7/22/2014 12:00:00 AM
7224 | Carfentanil | 59708-52-0 |  | N | N | Organics, Other | Accepted | 8/6/2018 11:14:14 AM
7503 | Carfentanil oxalate | 61086-44-0 |  | N | N | Not Assigned | Accepted | 10/29/2018 3:11:39 PM
3479 | Carfentrazone-ethyl | 128639-02-1 | 964346 | Y | N | Organics, Pesticide | Accepted | 11/29/2010 4:53:08 PM
3916 | Carisoprodol | 78-44-4 | 708529 | N | N | Organics, Other | Accepted | 7/22/2014 12:00:00 AM
4727 | Carmustine | 154-93-8 | 17002643 | N | N | Not Assigned | Accepted | 3/24/2014 9:00:00 AM
3463 | Catchment basin area |  |  | N | N | Information | Accepted | 3/17/2016 8:38:21 AM
2585 | Catechol | 120-80-9 | 31427 | Y | N | Organics, Pesticide | Accepted | 3/2/2007 8:40:31 AM
3104 | Cation exchange capacity |  | 1641372 | N | N | Physical | Accepted | 10/17/2008 12:40:30 PM
752 | Cations-Anions |  | 1641380 | Y | N | Physical | Accepted | 3/2/2007 8:40:31 AM
4561 | Cefotaxime | 63527-52-6 | 1735880 | N | N | Not Assigned | Accepted | 7/10/2013 11:19:06 AM
2175 | Cefoxitin | 35607-66-0 | 17164203 | Y | N | Not Assigned | Accepted | 3/2/2007 8:40:31 AM
2415 | Ceftiofur | 80370-57-6 |  | N | N | Not Assigned | Accepted | 8/9/2016 9:02:16 AM
2176 | Ceftriaxone | 73384-59-5 | 17164211 | Y | N | Not Assigned | Accepted | 3/2/2007 8:40:31 AM
4924 | Celecoxib | 169590-42-5 | 1827257 | N | N | Organics, Other | Accepted | 6/19/2014 12:00:00 AM
2177 | Cell Volume |  | 17164450 | N | N | Physical | Accepted | 3/2/2007 8:40:31 AM
2178 | Cephalothin | 153-61-7 | 17164229 | Y | N | Not Assigned | Accepted | 3/2/2007 8:40:31 AM
753 | Cerium | 7440-45-1 | 150045 | N | N | Inorganics, Minor, Metals | Accepted | 7/22/2014 12:00:00 AM
3181 | Cerium-141 | 13967-74-3 | 192740 | Y | N | Radiochemical | Accepted | 3/25/2010 9:08:30 AM
754 | Cerium-144 | 14762-78-8 | 776831 | N | N | Radiochemical | Accepted | 7/22/2014 12:00:00 AM
755 | Cesium | 7440-46-2 | 150052 | N | N | Inorganics, Minor, Metals | Accepted | 7/22/2014 12:00:00 AM
756 | Cesium-134 | 13967-70-9 | 650564 | N | N | Radiochemical | Accepted | 7/22/2014 12:00:00 AM
3188 | Cesium-136 | 14234-29-8 | 776435 | Y | N | Radiochemical | Accepted | 3/25/2010 9:08:30 AM
757 | Cesium-137 | 10045-97-3 | 167254 | N | N | Radiochemical | Accepted | 7/22/2014 12:00:00 AM
758 | CFC-11 | 75-69-4 | 5785 | N | N | Organics, Other | Accepted | 7/22/2014 12:00:00 AM
759 | CFC-113 | 76-13-1 | 6148 | N | N | Organics, Other | Accepted | 7/22/2014 12:00:00 AM
22 | CFC-113a | 354-58-5 | 43570 | Y | N | Organics, Other | Accepted | 3/2/2007 8:40:32 AM
2180 | CFC-114 | 76-14-2 | 6155 | N | N | Organics, Other | Accepted | 7/22/2014 12:00:00 AM
760 | CFC-12 | 75-71-8 | 5801 | N | N | Organics, Other | Accepted | 7/22/2014 12:00:00 AM
6346 | Chamber area |  |  | N | N | Not Assigned | Accepted | 2/27/2017 9:53:18 AM
5647 | Channel Alteration |  |  | N | N | Not Assigned | Accepted | 8/25/2016 1:07:48 PM
2181 | Channel alteration (text) |  | 1644830 | N | N | Not Assigned | Accepted | 3/2/2007 8:40:32 AM
7435 | Channel Constraining Feature (choice list) |  |  | N | Y | Not Assigned | Accepted | 10/4/2018 11:02:55 AM
7434 | Channel Constraining Features (choice list) |  |  | N | Y | Not Assigned | Accepted | 10/4/2018 11:02:55 AM
7433 | Channel Constraint (choice list) |  |  | N | Y | Not Assigned | Accepted | 10/4/2018 11:02:55 AM
5640 | Channel depositional character (choice list) |  |  | N | Y | Not Assigned | Accepted | 7/21/2016 2:17:53 PM
5648 | Channel Flow Status |  |  | N | N | Not Assigned | Accepted | 8/25/2016 1:07:49 PM
3381 | Channel form (choice list) |  |  | N | Y | Information | Accepted | 6/8/2010 9:44:19 AM
7436 | Channel Length in Contact with Constraining Feature |  |  | N | N | Not Assigned | Accepted | 10/4/2018 11:02:55 AM
7432 | Channel Pattern (choice list) |  |  | N | Y | Not Assigned | Accepted | 10/4/2018 11:02:55 AM
5649 | Channel Sinuosity |  |  | N | N | Not Assigned | Accepted | 8/25/2016 1:07:50 PM
5650 | Channel Substrate Characterization |  |  | N | N | Not Assigned | Accepted | 8/25/2016 1:07:50 PM
3399 | Channel type (choice list) |  |  | N | Y | Not Assigned | Accepted | 8/24/2010 5:27:33 PM
2182 | Channel vegetative cover |  | 1641513 | N | N | Information | Accepted | 3/2/2007 8:40:32 AM
761 | Chemical oxygen demand |  | 1641638 | N | N | Physical | Accepted | 7/22/2014 12:00:00 AM
5109 | Chemical oxygen demand, (high level) |  | 1641653 | N | N | Physical | Accepted | 3/24/2015 7:31:58 AM
762 | Chloral | 75-87-6 | 5959 | Y | N | Organics, Other | Accepted | 3/2/2007 8:40:32 AM
763 | Chloral hydrate | 302-17-0 | 41574 | Y | N | Organics, Other | Accepted | 3/2/2007 8:40:32 AM
764 | Chloramben | 133-90-4 | 35956 | N | N | Organics, Pesticide | Accepted | 7/22/2014 12:00:00 AM
2183 | Chloramben-methyl | 7286-84-2 | 148080 | Y | N | Organics, Pesticide | Accepted | 3/2/2007 8:40:32 AM
5386 | Chlorambucil | 305-03-3 | 41731 | N | N | Not Assigned | Accepted | 7/31/2015 12:52:22 PM
765 | Chloramine | 10599-90-3 | 172726 | Y | N | Not Assigned | Accepted | 3/2/2007 8:40:32 AM
2938 | Chloramines mixture, unspecified |  | 701235 | Y | N | Not Assigned | Accepted | 3/2/2007 8:40:32 AM
2184 | Chloramphenicol | 56-75-7 | 2261 | Y | N | Organics, Other | Accepted | 3/2/2007 8:40:33 AM
4892 | Chlorantraniliprole | 500008-45-7 | 1735107 | N | N | Not Assigned | Accepted | 5/13/2014 9:00:00 AM
2988 | Chlorate | 14866-68-3 | 650655 | Y | N | Inorganics, Minor, Non-metals | Accepted | 1/9/2008 10:25:39 AM
766 | Chlorbenside | 103-17-3 | 960914 | N | N | Organics, Pesticide | Accepted | 7/22/2014 12:00:00 AM
767 | Chlordane | 57-74-9 | 2683 | Y | N | Organics, Pesticide | Accepted | 3/2/2007 8:40:33 AM
3547 | Chlordane, technical | 12789-03-6 | 183160 | Y | N | Organics, Pesticide | Accepted | 4/25/2011 3:46:21 PM
2989 | Chlordane, technical, and/or chlordane metabolites |  | 740548 | Y | N | Organics, Pesticide | Accepted | 1/9/2008 10:25:40 AM
769 | Chlordecone | 143-50-0 | 39313 | N | N | Organics, Pesticide | Accepted | 7/22/2014 12:00:00 AM
770 | Chlordene | 3734-48-3 | 118554 | N | N | Organics, Pesticide | Accepted | 7/22/2014 12:00:00 AM
3553 | Chlordiazepoxide | 58-25-3 | 17000480 | N | N | Not Assigned | Accepted | 7/22/2014 12:00:00 AM
3918 | Chlordiazepoxide hydrochloride | 438-41-5 | 17002833 | N | N | Organics, Other | Accepted | 7/22/2014 12:00:00 AM
771 | Chlordimeform | 6164-98-3 | 138040 | N | N | Organics, Pesticide | Accepted | 7/22/2014 12:00:00 AM
772 | Chlorfenson | 80-33-1 | 960849 | N | N | Organics, Pesticide | Accepted | 7/22/2014 12:00:00 AM
2965 | Chlorfenvinphos | 470-90-6 | 46706 | Y | N | Organics, Pesticide | Accepted | 11/20/2007 1:25:44 PM
773 | Chloride | 16887-00-6 | 205955 | Y | N | Inorganics, Major, Non-metals | Accepted | 3/2/2007 8:40:33 AM
2185 | Chlorimuron-ethyl | 90982-32-4 | 602326 | Y | N | Organics, Pesticide | Accepted | 3/2/2007 8:40:33 AM
862 | Chlorinated dibenzo-p-dioxins | 136677-09-3 | 629345 | N | N | Not Assigned | Accepted | 9/23/2016 9:21:01 AM
864 | Chlorinated dibenzofurans | 136677-10-6 | 629352 | N | N | Not Assigned | Accepted | 9/23/2016 9:21:01 AM
3303 | Chlorinated dioxins and furans -- 2,3,7,8 congeners only |  | 17000407 | N | N | Organics, Other | Accepted | 7/22/2014 12:00:00 AM
2537 | Chlorinated naphthalenes | 70776-03-3 | 528521 | Y | N | Organics, Other | Accepted | 3/2/2007 8:40:33 AM
5387 | Chlorinated paraffins | 61788-76-9 | 320762 | N | N | Not Assigned | Accepted | 7/31/2015 12:52:21 PM
5388 | Chlorinated paraffins, long-chain, C18-C20 | 106232-85-3 |  | N | N | Not Assigned | Accepted | 7/31/2015 12:52:20 PM
5389 | Chlorinated paraffins, medium-chain, C14-C17 | 85535-85-9 | 1734052 | N | N | Not Assigned | Accepted | 7/31/2015 12:52:19 PM
5390 | Chlorinated paraffins, short-chain, C10-C13 | 85535-84-8 | 598383 | N | N | Not Assigned | Accepted | 7/31/2015 12:52:19 PM
914 | Chlorinated phenols | 1336-35-2 | 650291 | N | N | Not Assigned | Accepted | 9/23/2016 9:21:01 AM
774 | Chlorine | 7782-50-5 | 154328 | N | N | Inorganics, Major, Non-metals | Accepted | 7/22/2014 12:00:00 AM
775 | Chlorine demand |  | 1641703 | N | N | Inorganics, Major, Non-metals | Accepted | 3/2/2007 8:40:33 AM
776 | Chlorine dioxide | 10049-04-4 | 167296 | Y | N | Not Assigned | Accepted | 3/2/2007 8:40:33 AM
2990 | Chlorite | 14998-27-7 | 198119 | Y | N | Not Assigned | Accepted | 1/9/2008 10:25:40 AM
777 | Chloroacetaldehyde | 107-20-0 | 24240 | N | N | Organics, Other | Accepted | 3/2/2007 8:40:33 AM
778 | Chloroacetic acid | 79-11-8 | 7625 | Y | N | Organics, Other | Accepted | 3/2/2007 8:40:33 AM
3584 | Chloroacetonitrile | 107-14-2 | 24190 | N | N | Organics, Other | Accepted | 7/22/2014 12:00:00 AM
2187 | Chloroaniline | 27134-26-5 | 691600 | Y | N | Not Assigned | Accepted | 3/2/2007 8:40:33 AM
779 | Chlorobenzene | 108-90-7 | 25478 | N | N | Organics, Other | Accepted | 7/22/2014 12:00:00 AM
3589 | Chlorobenzene-d5 | 3114-55-4 | 17295593 | N | N | Organics, Other | Accepted | 6/21/2011 12:13:28 PM
780 | Chlorobenzilate | 510-15-6 | 49320 | N | N | Organics, Pesticide | Accepted | 7/22/2014 12:00:00 AM
781 | Chlorodibromomethane | 124-48-1 | 33597 | N | N | Organics, Other | Accepted | 7/22/2014 12:00:00 AM
782 | Chloroethane | 75-00-3 | 5223 | N | N | Organics, Other | Accepted | 7/22/2014 12:00:00 AM
5500 | Chloroethane-d5 |  |  | N | N | Organics, Other | Accepted | 12/21/2015 3:01:37 PM
784 | Chloroform | 67-66-3 | 4317 | N | N | Organics, Other | Accepted | 7/22/2014 12:00:00 AM
785 | Chloromethane | 74-87-3 | 5116 | N | N | Organics, Other | Accepted | 7/22/2014 12:00:00 AM
786 | Chloromethyl methyl ether | 107-30-2 | 24299 | N | N | Organics, Other | Accepted | 3/2/2007 8:40:34 AM
2188 | Chloronaphthalene | 25586-43-0 | 233544 | Y | N | Organics, Pesticide | Accepted | 3/2/2007 8:40:34 AM
787 | Chloroneb | 2675-77-6 | 106088 | N | N | Organics, Pesticide | Accepted | 7/22/2014 12:00:00 AM
788 | Chloronitrobenzene | 25167-93-5 | 230557 | N | N | Organics, Pesticide | Accepted | 3/2/2007 8:40:34 AM
5129 | Chlorophacinone | 3691-35-8 | 118166 | N | N | Not Assigned | Accepted | 4/1/2015 3:21:13 PM
789 | Chlorophenol | 25167-80-0 | 230508 | N | N | Organics, Other | Accepted | 7/22/2014 12:00:00 AM
790 | Chlorophyll | 1406-65-1 | 86546 | N | N | Biological | Accepted | 7/22/2014 12:00:00 AM
791 | Chlorophyll a | 479-61-8 | 47076 | N | N | Biological | Accepted | 7/22/2014 12:00:00 AM
2189 | Chlorophyll a (probe relative fluorescence) | 479-61-8 | 47076 | N | N | Biological | Accepted | 3/2/2007 8:40:34 AM
2190 | Chlorophyll a (probe) | 479-61-8 | 47076 | N | N | Biological | Accepted | 3/2/2007 8:40:34 AM
3081 | Chlorophyll a (probe) concentration, Chlorophyte (green algae) |  |  | N | N | Not Assigned | Accepted | 5/20/2016 3:41:43 PM
3082 | Chlorophyll a (probe) concentration, Cryptophyta (cryptophytes) |  |  | N | N | Not Assigned | Accepted | 5/20/2016 3:41:43 PM
3083 | Chlorophyll a (probe) concentration, Cyanobacteria (bluegreen) |  |  | N | N | Not Assigned | Accepted | 5/20/2016 3:41:43 PM
3080 | Chlorophyll a (probe) concentration, Dinophyta (diatoms) |  |  | N | N | Not Assigned | Accepted | 5/20/2016 3:41:43 PM
3079 | Chlorophyll a (probe) concentration, Xanthophyte (yellow algae) |  |  | N | N | Not Assigned | Accepted | 5/20/2016 3:41:43 PM
4010 | Chlorophyll a - Periphyton (attached) | 479-61-8 | 47076 | N | N | Biological | Accepted | 3/11/2013 8:42:18 AM
4009 | Chlorophyll a - Phytoplankton (suspended) | 479-61-8 | 47076 | N | N | Biological | Accepted | 3/11/2013 8:42:18 AM
3541 | Chlorophyll a, collected/analyzed (YES/NO) (choice list) |  |  | N | Y | Not Assigned | Accepted | 4/10/2017 12:00:00 AM
3054 | Chlorophyll a, corrected for pheophytin | 479-61-8 | 47076 | N | N | Biological | Accepted | 7/22/2014 12:00:00 AM
2191 | Chlorophyll a, free of pheophytin | 479-61-8 | 47076 | N | N | Biological | Accepted | 7/22/2014 12:00:00 AM
3540 | Chlorophyll a, index (YES/NO) (choice list) |  |  | N | Y | Not Assigned | Accepted | 4/10/2017 12:00:00 AM
2192 | Chlorophyll a, uncorrected for pheophytin | 479-61-8 | 47076 | N | N | Biological | Accepted | 7/22/2014 12:00:00 AM
792 | Chlorophyll b | 519-62-0 | 49890 | Y | N | Biological | Accepted | 3/2/2007 8:40:35 AM
793 | Chlorophyll c | 11003-45-5 | 172783 | Y | N | Biological | Accepted | 3/2/2007 8:40:35 AM
794 | Chlorophyll/Pheophytin ratio |  | 966861 | N | N | Stable Isotopes | Accepted | 3/2/2007 8:40:35 AM
795 | Chloropicrin | 76-06-2 | 6106 | N | N | Organics, Pesticide | Accepted | 7/22/2014 12:00:00 AM
796 | Chloroprene | 126-99-8 | 34090 | N | N | Organics, Other | Accepted | 7/22/2014 12:00:00 AM
797 | Chloropropylate | 5836-10-2 | 961953 | N | N | Organics, Pesticide | Accepted | 7/22/2014 12:00:00 AM
799 | Chlorothalonil | 1897-45-6 | 93971 | N | N | Organics, Pesticide | Accepted | 7/22/2014 12:00:00 AM
800 | Chlorotoluene | 25168-05-2 | 230565 | N | N | Organics, Other | Accepted | 7/22/2014 12:00:00 AM
5195 | Chlorotoluron | 15545-48-9 | 200212 | N | N | Not Assigned | Accepted | 4/14/2015 3:35:04 PM
3021 | Chlorotrifluoroethylene | 79-38-9 | 7807 | N | N | Not Assigned | Accepted | 7/22/2014 12:00:00 AM
801 | Chloroxuron | 1982-47-4 | 95091 | N | N | Organics, Pesticide | Accepted | 3/2/2007 8:40:35 AM
3919 | Chlorpheniramine | 132-22-9 | 35584 | N | N | Organics, Other | Accepted | 7/22/2014 12:00:00 AM
802 | Chlorpropham | 101-21-3 | 19984 | N | N | Organics, Pesticide | Accepted | 7/22/2014 12:00:00 AM
803 | Chlorpyrifos | 2921-88-2 | 108852 | N | N | Organics, Pesticide | Accepted | 7/22/2014 12:00:00 AM
3788 | Chlorpyrifos O.A. | 5598-15-2 | 1735135 | N | N | Organics, Pesticide | Accepted | 7/22/2014 12:00:00 AM
804 | Chlorpyrifos-methyl | 5598-13-0 | 133991 | N | N | Organics, Pesticide | Accepted | 7/22/2014 12:00:00 AM
805 | Chlorsulfuron | 64902-72-3 | 342899 | Y | N | Organics, Pesticide | Accepted | 3/2/2007 8:40:35 AM
2193 | Chlortetracycline | 57-62-5 | 2618 | Y | N | Organics, Other | Accepted | 3/2/2007 8:40:35 AM
3293 | Chlorthal | 2136-79-0 | 775841 | N | N | Organics, Pesticide | Accepted | 4/1/2010 3:24:25 PM
2992 | Chlorthal monoacid and diacid degradates |  | 17136441 | Y | N | Organics, Pesticide | Accepted | 1/9/2008 10:25:40 AM
806 | Chlorthal-dimethyl | 1861-32-1 | 93518 | N | N | Organics, Pesticide | Accepted | 7/22/2014 12:00:00 AM
3022 | Chlorthal-Monomethyl | 887-54-7 | 775759 | N | N | Organics, Pesticide | Accepted | 7/22/2014 12:00:00 AM
807 | Chlorthion | 500-28-7 | 961110 | N | N | Organics, Pesticide | Accepted | 3/2/2007 8:40:36 AM
5243 | Cholest-5-en-3-one | 601-54-7 |  | N | N | Not Assigned | Accepted | 4/23/2015 1:08:28 PM
5211 | Cholestane | 481-21-0 | 1734477 | N | N | Not Assigned | Accepted | 4/14/2015 3:35:05 PM
808 | Cholesterol | 57-88-5 | 2717 | N | N | Organics, Other | Accepted | 7/22/2014 12:00:00 AM
4036 | Cholesterol-d7 | 83199-47-7 |  | N | N | Organics, Other | Accepted | 3/29/2013 8:42:18 AM
1907 | Chromic(VI) acid | 7738-94-5 | 153213 | N | N | Not Assigned | Accepted | 9/23/2016 8:46:22 AM
809 | Chromium | 7440-47-3 | 150060 | Y | N | Inorganics, Minor, Metals | Accepted | 3/2/2007 8:40:36 AM
810 | Chromium(III) | 16065-83-1 | 203000 | Y | N | Inorganics, Minor, Metals | Accepted | 3/2/2007 8:40:36 AM
811 | Chromium(VI) | 18540-29-9 | 212357 | Y | N | Inorganics, Minor, Metals | Accepted | 3/2/2007 8:40:36 AM
812 | Chromium-51 | 14392-02-0 | 776690 | N | N | Radiochemical | Accepted | 3/2/2007 8:40:36 AM
813 | Chrysene | 218-01-9 | 40733 | Y | N | Organics, Other | Accepted | 3/2/2007 8:40:36 AM
4622 | Chrysene + Triphenylene |  |  | N | N | Organics, Other | Accepted | 8/26/2013 8:42:18 AM
3902 | Chrysene-d12 | 1719-03-5 | 17003641 | N | N | Organics, Other | Accepted | 7/22/2014 12:00:00 AM
3023 | Chrysotile | 12001-29-5 | 173617 | N | N | Not Assigned | Accepted | 7/3/2008 12:21:27 PM
814 | Chrysotile asbestos | 132207-32-0 | 17074808 | Y | N | Not Assigned | Accepted | 3/2/2007 8:40:36 AM
3554 | Cimetidine | 51481-61-9 | 17159245 | N | N | Organics, Other | Accepted | 7/22/2014 12:00:00 AM
4760 | Cimetidine-d3 | 1185237-29-9 |  | N | N | Not Assigned | Accepted | 3/24/2014 9:00:00 AM
815 | Cinerin I | 25402-06-6 | 962746 | N | N | Organics, Pesticide | Accepted | 3/2/2007 8:40:36 AM
4728 | Cinerin II | 121-20-0 | 960989 | N | N | Organics, Pesticide | Accepted | 3/24/2014 9:00:00 AM
5104 | Cinnamaldehyde | 104-55-2 | 22160 | N | N | Organics, Pesticide | Accepted | 3/23/2015 7:47:21 AM
816 | Cinnamic acid | 621-82-9 | 62331 | Y | N | Not Assigned | Accepted | 3/2/2007 8:40:36 AM
2194 | Ciprofloxacin | 85721-33-1 | 17164187 | Y | N | Organics, Other | Accepted | 3/2/2007 8:40:36 AM
4796 | Ciprofloxacin-13C3-15N |  |  | N | N | Not Assigned | Accepted | 3/24/2014 9:00:00 AM
3909 | cis-(-)-2-[(Dimethylamino)methyl]-1[3-methoxyphenyl]-cyclohexanol | 27203-92-5 | 1827305 | N | N | Organics, Other | Accepted | 12/3/2012 3:47:15 PM
817 | cis-1,2-Dichloroethylene | 156-59-2 | 40451 | Y | N | Organics, Other | Accepted | 3/2/2007 8:40:36 AM
4855 | cis-1,2-Dimethylcyclopropane | 930-18-7 | 1734629 | N | N | Not Assigned | Accepted | 4/23/2014 9:00:00 AM
818 | cis-1,3-Dichloropropene | 10061-01-5 | 167445 | Y | N | Organics, Other | Accepted | 3/2/2007 8:40:36 AM
819 | cis-1,3-Dimethylcyclopentane | 2532-58-3 | 103994 | Y | N | Not Assigned | Accepted | 3/2/2007 8:40:36 AM
5289 | cis-1,4-Dichloro-2-butene | 1476-11-5 |  | N | N | Not Assigned | Accepted | 4/30/2015 9:53:53 AM
2225 | cis-1-Bromo-2-chlorocyclohexane | 51422-75-4 | 17163973 | Y | N | Not Assigned | Accepted | 3/2/2007 8:40:36 AM
2226 | cis-2-Bromocyclohexanol | 16536-57-5 | 17163890 | Y | N | Not Assigned | Accepted | 3/2/2007 8:40:36 AM
3024 | Cis-2-Butene | 590-18-1 | 56598 | N | N | Not Assigned | Accepted | 7/3/2008 12:21:27 PM
3025 | Cis-2-Pentene | 627-20-3 | 64048 | N | N | Not Assigned | Accepted | 7/3/2008 12:21:27 PM
627 | cis-2-Phenyl-2-butene | 767-99-7 | 961276 | Y | N | Not Assigned | Accepted | 3/2/2007 8:40:37 AM
820 | cis-Captafol | 2939-80-2 | 109082 | N | N | Organics, Pesticide | Accepted | 3/2/2007 8:40:37 AM
821 | cis-Chlordane | 5103-71-9 | 129353 | Y | N | Organics, Pesticide | Accepted | 3/2/2007 8:40:37 AM
3236 | cis-Decalin |  |  | N | N | Not Assigned | Accepted | 4/28/2016 3:44:43 PM
822 | cis-Nonachlor | 5103-73-1 | 129361 | Y | N | Organics, Pesticide | Accepted | 3/2/2007 8:40:37 AM
3770 | cis-Propiconazole |  |  | Y | N | Not Assigned | Accepted | 9/10/2014 12:00:00 AM
4582 | Citalopram | 59729-33-8 |  | N | N | Not Assigned | Accepted | 7/10/2013 11:19:06 AM
4802 | Citalopram-d6 |  |  | N | N | Not Assigned | Accepted | 3/24/2014 9:00:00 AM
2195 | Citrobacter |  | 1852516 | N | N | Microbiological | Accepted | 7/22/2014 12:00:00 AM
4557 | Clarithromycin | 81103-11-9 | 1735781 | N | N | Not Assigned | Accepted | 7/10/2013 11:19:06 AM
2196 | Clavibacter xyli cynodontis, producing BTK D-Endotoxin |  | 763342 | Y | N | Microbiological | Accepted | 3/2/2007 8:40:37 AM
5568 | CLAY (<0.001 MM) - Percent Passing |  |  | N | N | Not Assigned | Accepted | 12/21/2015 3:01:39 PM
5569 | CLAY (<0.005 MM) - Percent Passing |  |  | N | N | Not Assigned | Accepted | 12/21/2015 3:01:39 PM
3842 | Clenbuterol | 37148-27-9 |  | N | N | Organics, Other | Accepted | 7/22/2014 12:00:00 AM
5607 | Clenbuterol hydrochloride | 21898-19-1 |  | N | N | Not Assigned | Accepted | 1/11/2016 1:32:45 PM
5080 | Clethodim | 99129-21-2 | 609677 | N | N | Not Assigned | Accepted | 3/9/2015 12:58:06 PM
6988 | Clethodim sulfone | 111031-17-5 |  | N | N | Not Assigned | Accepted | 5/22/2018 11:43:06 AM
6989 | Clethodim sulfoxide | 111031-14-2 |  | N | N | Not Assigned | Accepted | 5/22/2018 11:43:06 AM
4546 | Clinafloxacin | 105956-97-6 | 1714340 | N | N | Not Assigned | Accepted | 7/10/2013 11:19:06 AM
2414 | Clindamycin | 18323-44-9 |  | N | N | Not Assigned | Accepted | 8/9/2016 9:02:16 AM
3843 | Clobazam | 22316-47-8 | 1736834 | N | N | Organics, Other | Accepted | 7/22/2014 12:00:00 AM
4598 | Clodinafop-propargyl | 105511-96-4 | 964106 | N | N | Organics, Pesticide | Accepted | 8/1/2013 11:19:06 AM
823 | Clomazone | 81777-89-1 | 593384 | Y | N | Organics, Pesticide | Accepted | 3/2/2007 8:40:37 AM
3844 | Clonazepam | 1622-61-3 | 1736836 | N | N | Organics, Other | Accepted | 7/22/2014 12:00:00 AM
4729 | Clonidine | 4205-90-7 | 1826943 | N | N | Not Assigned | Accepted | 3/24/2014 9:00:00 AM
3920 | Clonidine hydrochloride | 4205-91-8 | 1735850 | N | N | Organics, Other | Accepted | 7/22/2014 12:00:00 AM
4761 | Clonidine-d4 | 67151-02-4 |  | N | N | Not Assigned | Accepted | 3/24/2014 9:00:00 AM
824 | Clonitralid | 1420-04-8 | 86587 | N | N | Organics, Pesticide | Accepted | 3/2/2007 8:40:37 AM
6807 | Clopidogrel | 113665-84-2 |  | N | N | Not Assigned | Accepted | 10/27/2017 1:27:27 PM
4176 | Clopidogrel carboxylic acid | 144457-28-3 |  | N | N | Organics, Other | Accepted | 5/30/2013 8:42:18 AM
825 | Clopyralid | 1702-17-6 | 90985 | N | N | Organics, Pesticide | Accepted | 7/22/2014 12:00:00 AM
2197 | Clostridium |  | 1852581 | N | N | Microbiological | Accepted | 3/2/2007 8:40:37 AM
2198 | Clostridium perfringens |  | 764068 | N | N | Microbiological | Accepted | 7/22/2014 12:00:00 AM
4165 | Clothianidin | 210880-92-5 | 964668 | N | N | Organics, Pesticide | Accepted | 5/30/2013 8:42:18 AM
7730 | Clothianidin-d3 | 1262776-24-8 | 1827567 | N | N | Not Assigned | Accepted | 2/11/2019 5:36:57 PM
4780 | Clotrimazole | 23593-75-1 |  | N | N | Not Assigned | Accepted | 3/24/2014 9:00:00 AM
4790 | Clotrimazole-d5 | 1185076-41-8 |  | N | N | Not Assigned | Accepted | 3/24/2014 9:00:00 AM
2199 | Cloud cover |  | 1648047 | N | N | Information | Accepted | 3/2/2007 8:40:37 AM
2200 | Cloud cover (choice list) |  | 1648047 | N | Y | Information | Accepted | 3/2/2007 8:40:37 AM
2201 | Cloud type (choice list) |  | 1648054 | N | Y | Physical | Accepted | 3/2/2007 8:40:37 AM
4583 | Cloxacillin | 61-72-3 |  | N | N | Not Assigned | Accepted | 7/10/2013 11:19:06 AM
826 | Coal | 125612-26-2 | 964312 | N | N | Organics, Other | Accepted | 3/2/2007 8:40:37 AM
2114 | Coal tar | 8007-45-2 | 157958 | N | N | Organics, Pesticide | Accepted | 9/23/2016 8:46:21 AM
827 | Cobalt | 7440-48-4 | 150078 | N | N | Inorganics, Minor, Metals | Accepted | 7/22/2014 12:00:00 AM
863 | Cobalt and compounds |  | 17000274 | N | N | Not Assigned | Accepted | 9/23/2016 9:21:01 AM
3185 | Cobalt-57 | 13981-50-5 | 776286 | Y | N | Radiochemical | Accepted | 3/25/2010 9:08:30 AM
828 | Cobalt-58 | 13981-38-9 | 776252 | N | N | Radiochemical | Accepted | 7/22/2014 12:00:00 AM
829 | Cobalt-60 | 10198-40-0 | 169292 | N | N | Radiochemical | Accepted | 7/22/2014 12:00:00 AM
3961 | Cocaethylene | 529-38-4 | 1736954 | N | N | Organics, Other | Accepted | 7/22/2014 12:00:00 AM
3849 | Cocaethylene-D3 | 136765-30-5 |  | N | N | Organics, Other | Accepted | 7/22/2014 12:00:00 AM
3555 | Cocaine | 50-36-2 | 684712 | N | N | Not Assigned | Accepted | 7/22/2014 12:00:00 AM
3845 | Cocaine hydrochloride | 53-21-4 | 1736636 | N | N | Organics, Other | Accepted | 7/22/2014 12:00:00 AM
3850 | Cocaine-D3 | 65266-73-1 | 1736844 | N | N | Organics, Other | Accepted | 7/22/2014 12:00:00 AM
3556 | Codeine | 76-57-3 | 17002205 | N | N | Organics, Other | Accepted | 7/22/2014 12:00:00 AM
4762 | Codeine-d6 | 1007844-34-9 |  | N | N | Organics, Other | Accepted | 3/24/2014 9:00:00 AM
5489 | Cohesion |  |  | N | N | Information | Accepted | 12/21/2015 3:01:37 PM
4730 | Colchicine | 64-86-8 | 3921 | N | N | Not Assigned | Accepted | 3/24/2014 9:00:00 AM
4804 | Colchicine-d6 |  |  | N | N | Not Assigned | Accepted | 3/24/2014 9:00:00 AM
830 | Coliform/Streptococcus ratio, fecal |  | 764316 | N | N | Microbiological | Accepted | 3/2/2007 8:40:38 AM
2203 | Coliphage, Male Specific (F+) all Groups |  | 1852565 | N | N | Microbiological | Accepted | 3/2/2007 8:40:38 AM
2204 | Coliphage, Male Specific (F+) Group I |  | 1852565 | N | N | Microbiological | Accepted | 3/2/2007 8:40:38 AM
2205 | Coliphage, Male Specific (F+) Group II + Group III |  | 1852565 | N | N | Microbiological | Accepted | 3/2/2007 8:40:38 AM
2206 | Coliphage, Male Specific (F+) Group IV |  | 1852565 | N | N | Microbiological | Accepted | 3/2/2007 8:40:38 AM
2207 | Coliphage, Somatic |  | 1852565 | N | N | Microbiological | Accepted | 3/2/2007 8:40:38 AM
2208 | Colored dissolved organic matter (CDOM) |  | 17294778 | N | N | Physical | Accepted | 3/2/2007 8:40:38 AM
2209 | Compass / Tilt (probe) |  | 17164484 | N | N | Physical | Accepted | 3/2/2007 8:40:38 AM
4230 | compound "C" (part of chlordane total) | 63767-51-1 |  | N | N | Organics, Pesticide | Accepted | 5/30/2013 8:42:18 AM
4232 | compound "K" (part of chlordane total) | 68961-35-3 |  | N | N | Organics, Pesticide | Accepted | 5/30/2013 8:42:18 AM
3320 | Concentrated sample volume |  |  | N | N | Not Assigned | Accepted | 4/27/2016 10:25:42 AM
3532 | Condition class (Dissolved oxygen (DO)) |  |  | N | N | Information | Accepted | 3/7/2016 2:01:41 PM
3536 | Condition class (Turbidity) |  |  | N | N | Information | Accepted | 3/3/2016 1:14:46 PM
3077 | Condition class, based on thresholds |  |  | N | N | Information | Accepted | 5/31/2016 12:37:09 PM
3535 | Condition class, chemical (acid neutralizing capacity) |  |  | N | N | Information | Accepted | 3/3/2016 1:14:46 PM
3537 | Condition class, chemical (Chlorophyll a) |  |  | N | N | Information | Accepted | 3/3/2016 1:14:45 PM
3534 | Condition class, chemical (Conductivity/Salinity) |  |  | N | N | Information | Accepted | 3/3/2016 1:14:46 PM
2741 | Condition class, diatom index |  |  | N | N | Information | Accepted | 7/18/2016 2:42:30 PM
3499 | Condition class, Littoral Vegetation Cover |  |  | N | N | Information | Accepted | 3/7/2016 3:41:46 PM
3492 | Condition class, Littoral-Riparian Vegetation Cover |  |  | N | N | Information | Accepted | 3/7/2016 3:41:46 PM
3538 | Condition class, nutrient (Total Nitrogen) |  |  | N | N | Information | Accepted | 3/3/2016 1:14:45 PM
3539 | Condition class, nutrient (Total Phosphorus) |  |  | N | N | Information | Accepted | 3/3/2016 1:14:45 PM
2345 | Condition class, Pre-Disturbance |  |  | N | N | Information | Accepted | 9/7/2016 11:26:25 AM
3075 | Condition class, recreational (Microcystin > RL) |  |  | N | N | Information | Accepted | 6/14/2016 12:16:10 PM
3076 | Condition class, recreational (Microcystin) |  |  | N | N | Information | Accepted | 6/14/2016 12:16:10 PM
3074 | Condition class, recreational Cyanobacteria (bluegreen) |  |  | N | N | Information | Accepted | 6/14/2016 12:16:10 PM
3512 | Condition class, Riparian Disturbance |  |  | N | N | Information | Accepted | 3/7/2016 3:41:46 PM
3511 | Condition class, Riparian Vegetation |  |  | N | N | Information | Accepted | 3/7/2016 3:41:46 PM
2982 | Conductivity |  | 1640291 | N | N | Physical | Accepted | 3/24/2010 8:35:34 AM
3345 | Conductivity, Debye-Hückel-Onsager |  |  | N | N | Physical | Accepted | 4/5/2016 12:05:57 PM
832 | Copper | 7440-50-8 | 150086 | Y | N | Inorganics, Minor, Metals | Accepted | 3/2/2007 8:40:38 AM
3026 | Copper Sulfate Pentahydrate | 7758-99-8 | 153544 | N | N | Not Assigned | Accepted | 7/3/2008 12:21:28 PM
5244 | Coprostan-3-one | 601-53-6 |  | N | N | Not Assigned | Accepted | 4/23/2015 1:08:29 PM
2940 | Coprosterol | 360-68-9 | 17148230 | Y | N | Organics, Other | Accepted | 3/2/2007 8:40:38 AM
4968 | Coral Bleached Cover |  |  | N | N | Information | Accepted | 11/12/2014 1:05:48 PM
4969 | Coral Diseased Cover |  |  | N | N | Information | Accepted | 11/12/2014 1:05:48 PM
4967 | Coral Percent Cover |  |  | N | N | Information | Accepted | 11/12/2014 1:05:48 PM
4966 | Coral Percent Live |  |  | N | N | Information | Accepted | 11/12/2014 1:05:48 PM
3810 | Coronene | 191-07-1 | 40568 | N | N | Not Assigned | Accepted | 8/30/2012 9:23:02 AM
833 | Corrosion & scaling control, Langelier Saturation Index |  | 1640440 | N | N | Physical | Accepted | 3/2/2007 8:40:38 AM
834 | Corrosion & scaling control, Ryznar Stability Index |  | 52457017 | N | N | Physical | Accepted | 3/2/2007 8:40:38 AM
4459 | Corrosivity |  |  | N | N | Physical | Accepted | 5/30/2013 8:42:18 AM
2210 | Cotinine | 486-56-6 | 17148263 | Y | N | Organics, Other | Accepted | 3/2/2007 8:40:38 AM
4763 | Cotinine-d3 | 110952-70-0 |  | N | N | Not Assigned | Accepted | 3/24/2014 9:00:00 AM
835 | Coumaphos | 56-72-4 | 2246 | N | N | Organics, Pesticide | Accepted | 7/22/2014 12:00:00 AM
4535 | Coumestrol | 479-13-0 | 47019 | N | N | Not Assigned | Accepted | 7/10/2013 11:19:06 AM
3009 | Count |  |  | N | N | Not Assigned | Accepted | 7/18/2008 11:56:52 AM
4521 | Count% |  |  | N | N | Not Assigned | Accepted | 7/10/2013 11:19:06 AM
3318 | Counted area |  |  | N | N | Not Assigned | Accepted | 4/27/2016 10:25:42 AM
6974 | Cow copies |  |  | N | N | Not Assigned | Accepted | 1/31/2018 3:28:59 PM
6969 | Cow host % |  |  | N | N | Not Assigned | Accepted | 1/31/2018 3:28:59 PM
3505 | Crayfish presence (choice list) |  |  | N | Y | Information | Accepted | 12/17/2010 6:13:10 PM
836 | Creosote | 8001-58-9 | 156950 | Y | N | Organics, Pesticide | Accepted | 3/2/2007 8:40:39 AM
837 | Cresol | 1319-77-3 | 83550 | N | N | Organics, Other | Accepted | 7/22/2014 12:00:00 AM
3027 | Crocidolite Asbestos | 12001-28-4 | 650523 | N | N | Not Assigned | Accepted | 7/3/2008 12:21:28 PM
3309 | Cross-section Depth |  |  | N | N | Information | Accepted | 5/14/2010 3:44:36 PM
7116 | Crotonaldehyde | 4170-30-3 | 122135 | N | N | Not Assigned | Accepted | 6/7/2018 8:49:38 AM
2966 | Crotoxyphos | 7700-17-6 | 152728 | Y | N | Organics, Pesticide | Accepted | 11/20/2007 1:25:44 PM
2211 | Cryptomonas |  | 1852334 | N | N | Microbiological | Accepted | 3/2/2007 8:40:39 AM
2212 | Cryptomonas acuta |  | 1852342 | N | N | Microbiological | Accepted | 3/2/2007 8:40:39 AM
2213 | Cryptomonas erosa |  | 1852359 | N | N | Microbiological | Accepted | 3/2/2007 8:40:39 AM
2214 | Cryptomonas irregularis |  | 1852367 | N | N | Microbiological | Accepted | 3/2/2007 8:40:39 AM
2215 | Cryptomonas ovata |  | 1852375 | N | N | Microbiological | Accepted | 3/2/2007 8:40:39 AM
2216 | Cryptomonas pusilla |  | 1852383 | N | N | Microbiological | Accepted | 3/2/2007 8:40:39 AM
2217 | Cryptomonas stigmatica |  | 1852391 | N | N | Microbiological | Accepted | 3/2/2007 8:40:39 AM
2218 | Cryptosporidiidae |  | 1852425 | N | N | Microbiological | Accepted | 3/2/2007 8:40:39 AM
2219 | Cryptosporidium |  | 761684 | N | N | Microbiological | Accepted | 7/22/2014 12:00:00 AM
2220 | Cryptosporidium parvum |  | 1852433 | N | N | Microbiological | Accepted | 3/2/2007 8:40:39 AM
5126 | Cube Resins other than rotenone |  | 1852177 | N | N | Not Assigned | Accepted | 4/1/2015 3:21:13 PM
838 | Cumene | 98-82-8 | 18309 | Y | N | Organics, Other | Accepted | 3/2/2007 8:40:39 AM
4654 | Cumulative Precipitation Since Last Measurement |  |  | N | N | Not Assigned | Accepted | 8/26/2013 8:42:18 AM
1909 | Cupric sulfate | 7758-98-7 | 153536 | N | N | Not Assigned | Accepted | 9/23/2016 8:46:22 AM
3194 | Curium-243 | 15757-87-6 | 52461233 | Y | N | Radiochemical | Accepted | 3/25/2010 9:08:30 AM
839 | Curium-244 | 13981-15-2 | 962340 | N | N | Radiochemical | Accepted | 3/2/2007 8:40:39 AM
3193 | Curium-245 | 15621-76-8 | 52460128 | Y | N | Radiochemical | Accepted | 3/25/2010 9:08:30 AM
5338 | Current (choice list) |  |  | N | Y | Not Assigned | Accepted | 6/4/2015 11:54:43 AM
2221 | Current direction |  | 52457132 | N | N | Physical | Accepted | 3/2/2007 8:40:39 AM
2222 | Current speed |  | 52457124 | N | N | Physical | Accepted | 3/2/2007 8:40:39 AM
840 | Cyanazine | 21725-46-2 | 220400 | N | N | Organics, Pesticide | Accepted | 7/22/2014 12:00:00 AM
7741 | Cyanazine acid | 36576-43-9 | 1827207 | N | N | Not Assigned | Accepted | 2/14/2019 9:01:24 AM
4614 | Cyanazine-amide | 36576-42-8 | 1827521 | N | N | Organics, Pesticide | Accepted | 8/1/2013 11:19:06 AM
841 | Cyanic acid | 420-05-3 | 5240148 | Y | N | Not Assigned | Accepted | 3/2/2007 8:40:40 AM
842 | Cyanide | 57-12-5 | 2444 | N | N | Not Assigned | Accepted | 7/22/2014 12:00:00 AM
6760 | Cyanide, available |  |  | N | N | Not Assigned | Accepted | 10/4/2017 12:54:18 PM
843 | Cyanides amenable to chlorination (HCN & CN) |  | 966879 | Y | N | Not Assigned | Accepted | 3/2/2007 8:40:40 AM
844 | Cyanogen chloride | 506-77-4 | 49072 | N | N | Not Assigned | Accepted | 3/2/2007 8:40:40 AM
5397 | Cyantraniliprole | 736994-63-1 | 1734000 | N | N | Not Assigned | Accepted | 9/14/2015 9:09:15 AM
5074 | Cyclanilide | 113136-77-9 | 618017 | N | N | Not Assigned | Accepted | 3/9/2015 12:58:05 PM
2223 | Cyclethrin | 97-11-0 | 960898 | Y | N | Organics, Pesticide | Accepted | 3/2/2007 8:40:40 AM
845 | Cycloate | 1134-23-2 | 79624 | N | N | Organics, Pesticide | Accepted | 7/22/2014 12:00:00 AM
2224 | Cyclododecane | 294-62-2 | 41137 | Y | N | Not Assigned | Accepted | 3/2/2007 8:40:40 AM
847 | Cyclohexane | 110-82-7 | 27003 | N | N | Organics, Other | Accepted | 7/22/2014 12:00:00 AM
5203 | Cyclohexane, diethyl- | 1331-43-7 | 686824 | N | N | Organics, Other | Accepted | 4/14/2015 3:35:05 PM
848 | Cyclohexanecarboxylic acid | 98-89-5 | 18366 | N | N | Not Assigned | Accepted | 7/22/2014 12:00:00 AM
849 | Cyclohexanol | 108-93-0 | 25494 | N | N | Not Assigned | Accepted | 7/22/2014 12:00:00 AM
850 | Cyclohexanone | 108-94-1 | 25502 | N | N | Not Assigned | Accepted | 3/2/2007 8:40:40 AM
852 | Cyclohexene | 110-83-8 | 27011 | Y | N | Organics, Pesticide | Accepted | 3/2/2007 8:40:40 AM
4492 | Cyclohexene oxide | 286-20-4 | 40972 | N | N | Not Assigned | Accepted | 3/20/2015 9:16:06 AM
4989 | Cyclohexyl isothiocyanate | 1122-82-3 | 79228 | N | N | Not Assigned | Accepted | 11/21/2014 7:37:16 AM
853 | Cyclohexylamine | 108-91-8 | 25486 | N | N | Not Assigned | Accepted | 3/2/2007 8:40:40 AM
854 | Cyclonite | 121-82-4 | 31948 | Y | N | Organics, Other | Accepted | 3/2/2007 8:40:40 AM
855 | Cyclopentane | 287-92-3 | 41020 | N | N | Not Assigned | Accepted | 3/2/2007 8:40:40 AM
3816 | Cyclopenta[cd]pyrene | 27208-37-3 | 5241468 | N | N | Not Assigned | Accepted | 9/25/2012 8:39:31 AM
4731 | Cyclophosphamide | 50-18-0 | 1057 | N | N | Not Assigned | Accepted | 3/24/2014 9:00:00 AM
4784 | Cyclophosphamide-d4 | 173547-45-0 |  | N | N | Not Assigned | Accepted | 3/24/2014 9:00:00 AM
6868 | Cyclopropane, ethyl- | 1191-96-4 | 80598 | N | N | Not Assigned | Accepted | 1/11/2018 10:06:52 AM
3767 | Cyclopropanecarboxylic acid, 3-(2,2-dichloroethenyl)-2,2-dimethyl-, methyl ester, (1R,3R)-rel- |  |  | Y | N | Not Assigned | Accepted | 9/10/2014 12:00:00 AM
857 | Cyclopropylbenzene | 873-49-4 | 961292 | Y | N | Not Assigned | Accepted | 3/2/2007 8:40:40 AM
858 | Cyclotetramethylenetetranitramine | 2691-41-0 | 106294 | Y | N | Organics, Other | Accepted | 3/2/2007 8:40:41 AM
4621 | Cyfluthrin | 68359-37-5 | 420992 | N | N | Organics, Pesticide | Accepted | 7/22/2014 12:00:00 AM
4049 | Cylindrospermopsin | 143545-90-8 | 1736034 | N | N | Not Assigned | Accepted | 7/22/2014 12:00:00 AM
859 | Cymene | 25155-15-1 | 230375 | Y | N | Organics, Other | Accepted | 3/2/2007 8:40:41 AM
2229 | Cypermethrin***retired***use Beta Cypermethrin | 52315-07-8 | 294660 | Y | N | Not Assigned | Deprecated | 3/2/2013 8:40:41 AM
860 | Cyprazine | 22936-86-3 | 962704 | N | N | Organics, Pesticide | Accepted | 7/22/2014 12:00:00 AM
4667 | Cyproconazole | 94361-06-5 | 604900 | N | N | Organics, Pesticide | Accepted | 7/22/2014 12:00:00 AM
6875 | Cysteic acid | 1000131-23-1 |  | N | N | Not Assigned | Accepted | 1/11/2018 10:06:52 AM
2232 | d-cis-trans-Allethrin | 42534-61-2 | 285734 | Y | N | Organics, Pesticide | Accepted | 3/2/2007 8:40:41 AM
2333 | D-Gluconic acid | 526-95-4 | 50203 | Y | N | Organics, Pesticide | Accepted | 3/2/2007 8:40:43 AM
2744 | D-gluconic acid sodium salt | 14906-97-9 | 197657 | Y | N | Not Assigned | Accepted | 3/2/2007 8:40:43 AM
2269 | D-Limonene | 5989-27-5 | 136648 | Y | N | Organics, Pesticide | Accepted | 3/2/2007 8:40:51 AM
2732 | d-trans-Allethrin | 28434-00-6 | 249318 | Y | N | Organics, Pesticide | Accepted | 3/2/2007 8:40:52 AM
6966 | d50-Tetracosane |  |  | N | N | Not Assigned | Accepted | 1/31/2018 2:46:25 PM
3862 | D9 (+/-)11-nor-9-carboxy-delta-THC | 64280-14-4 | 1736806 | N | N | Organics, Other | Accepted | 12/3/2012 3:47:13 PM
4568 | Daidzein | 486-66-8 | 17295098 | N | N | Not Assigned | Accepted | 7/10/2013 11:19:06 AM
861 | Dalapon | 75-99-0 | 6049 | Y | N | Organics, Pesticide | Accepted | 3/2/2007 8:40:41 AM
2231 | Data-logger operating voltage |  | 1648088 | N | N | Physical | Accepted | 3/2/2007 8:40:41 AM
4732 | Daunomycin | 20830-81-3 | 218735 | N | N | Not Assigned | Accepted | 3/24/2014 9:00:00 AM
4815 | Daunorubicin-13C-d3 |  |  | N | N | Not Assigned | Accepted | 3/24/2014 9:00:00 AM
3377 | DDD, o,o'-, o,p'-, and p,p'- isomers |  | 17075094 | N | N | Organics, Pesticide | Accepted | 7/22/2014 12:00:00 AM
3372 | DDD, o,p'- and p,p'- isomers |  | 17075011 | N | N | Organics, Pesticide | Accepted | 7/22/2014 12:00:00 AM
3378 | DDE, o,o'-, o,p'-, and p,p'- isomers |  | 17075102 | N | N | Organics, Pesticide | Accepted | 7/22/2014 12:00:00 AM
3373 | DDE, o,p'- and p,p'- isomers |  | 17075029 | N | N | Organics, Pesticide | Accepted | 7/22/2014 12:00:00 AM
4212 | DDMU (part of DDT total) | 1022-22-6 |  | N | N | Organics, Pesticide | Accepted | 5/30/2013 8:42:18 AM
3374 | DDT, o,p'- and p,p'- isomers |  | 17075037 | N | N | Organics, Pesticide | Accepted | 7/22/2014 12:00:00 AM
4956 | DDT/DDD/DDE, sum of o,p' isomers |  |  | N | N | Not Assigned | Accepted | 10/22/2014 12:00:00 AM
3369 | DDT/DDD/DDE, sum of p,p' & o,p' isomers |  | 966176 | N | N | Organics, Pesticide | Accepted | 7/22/2014 12:00:00 AM
3418 | DDT/DDD/DDE, sum of p,p' isomers |  |  | Y | N | Organics, Pesticide | Accepted | 8/3/2010 9:32:10 AM
6343 | Dead centric diatoms |  |  | N | N | Not Assigned | Accepted | 2/27/2017 9:53:18 AM
6349 | Dead pennate diatoms |  |  | N | N | Not Assigned | Accepted | 2/27/2017 9:53:18 AM
4458 | Decabromobiphenyl ether(DBBE)***retired***use Decabromodiphenyl ether |  |  | N | N | Not Assigned | Deprecated | 5/30/2013 8:42:18 AM
4213 | Decabromodiphenyl ether | 1163-19-5 |  | N | N | Not Assigned | Accepted | 5/30/2013 8:42:18 AM
7265 | Decabromodiphenyl ether***retired***use BDE-209 | 1163-19-5 |  | N | N | Not Assigned | Deprecated | 8/20/2018 8:48:57 AM
3278 | Decabromodiphenyl oxide |  | 79996 | N | N | Organics, PCBs | Accepted | 4/1/2013 2:38:11 PM
1590 | Decachlorobiphenyl | 2051-24-3 | 96222 | Y | N | Organics, PCBs | Accepted | 3/2/2007 8:40:41 AM
7687 | Decachlorobiphenyl-C13 | 105600-27-9 |  | N | N | Not Assigned | Accepted | 1/28/2019 3:58:24 PM
2233 | Decafluorobiphenyl | 434-90-2 | 17163742 | Y | N | Organics, Other | Accepted | 3/2/2007 8:40:41 AM
866 | Decahydronaphthalene | 91-17-8 | 13300 | N | N | Not Assigned | Accepted | 3/2/2007 8:40:41 AM
867 | Decamethylcyclopentasiloxane | 541-02-6 | 52019 | N | N | Not Assigned | Accepted | 3/2/2007 8:40:41 AM
868 | Decane | 124-18-5 | 33456 | Y | N | Organics, Other | Accepted | 3/2/2007 8:40:41 AM
869 | Decanoic acid | 334-48-5 | 42739 | Y | N | Organics, Pesticide | Accepted | 3/2/2007 8:40:41 AM
6809 | Decoquinate | 18507-89-6 | 17153230 | N | N | Not Assigned | Accepted | 10/27/2017 1:27:27 PM
133 | Decylbenzene | 104-72-3 | 22293 | Y | N | Not Assigned | Accepted | 3/2/2007 8:40:41 AM
870 | Decyne | 27381-15-3 | 962860 | Y | N | Not Assigned | Accepted | 3/2/2007 8:40:41 AM
6976 | Deer copies |  |  | N | N | Not Assigned | Accepted | 1/31/2018 3:28:59 PM
6971 | Deer host % |  |  | N | N | Not Assigned | Accepted | 1/31/2018 3:28:59 PM
4770 | DEET-d7 | 1219799-37-7 |  | N | N | Not Assigned | Accepted | 3/24/2014 9:00:00 AM
7737 | Deethylcyanazine | 21725-40-6 | 1827527 | N | N | Not Assigned | Accepted | 2/14/2019 8:58:17 AM
7742 | Deethylcyanazine acid | 36749-35-6 | 1827205 | N | N | Not Assigned | Accepted | 2/14/2019 9:02:14 AM
7740 | Deethylcyanazine amide | 36556-77-1 | 1827519 | N | N | Not Assigned | Accepted | 2/14/2019 9:00:39 AM
7736 | Deethylhydroxyatrazine | 19988-24-0 | 1826863 | N | N | Not Assigned | Accepted | 2/14/2019 8:56:48 AM
5636 | Deformities present (Y/N) (choice list) |  |  | N | Y | Not Assigned | Accepted | 6/8/2016 9:44:31 AM
871 | Dehydroabietic acid | 1740-19-8 | 91827 | N | N | Not Assigned | Accepted | 3/2/2007 8:40:41 AM
2234 | Dehydroabietylamine | 1446-61-3 | 86835 | Y | N | Organics, Pesticide | Accepted | 3/2/2007 8:40:42 AM
2235 | Dehydroabietylamine acetate | 2026-24-6 | 95562 | Y | N | Organics, Pesticide | Accepted | 3/2/2007 8:40:42 AM
7609 | Dehydroaripiprazole | 129722-25-4 |  | N | N | Organics, Other | Accepted | 12/18/2018 12:03:36 PM
4177 | Dehydroaripiprazole hydrochloride | 1008531-60-9 |  | N | N | Organics, Other | Accepted | 5/30/2013 8:42:18 AM
3157 | Dehydrogenase |  |  | N | N | Not Assigned | Accepted | 7/22/2014 12:00:00 AM
3150 | Dehydrogenase (corrected for carbon content) |  |  | N | N | Not Assigned | Accepted | 11/24/2009 6:40:37 PM
3628 | Dehydronifedipine | 67035-22-7 |  | N | N | Organics, Other | Accepted | 7/1/2011 4:35:59 PM
7743 | Deisopropylhydroxyatrazine | 7313-54-4 | 1735902 | N | N | Not Assigned | Accepted | 2/14/2019 9:03:06 AM
3673 | Deltamethrin | 52918-63-5 | 297093 | N | N | Organics, Pesticide | Accepted | 7/22/2014 12:00:00 AM
4751 | Deltamethrin mixt. with Tralomethrin |  |  | N | N | Not Assigned | Accepted | 3/24/2014 9:00:00 AM
4584 | Demeclocycline | 127-33-3 |  | N | N | Not Assigned | Accepted | 7/10/2013 11:19:06 AM
7739 | Demethylfluometuron | 3032-40-4 | 1827559 | N | N | Not Assigned | Accepted | 2/14/2019 8:59:50 AM
873 | Demeton | 8065-48-3 | 160234 | N | N | Organics, Pesticide | Accepted | 7/22/2014 12:00:00 AM
1270 | Demeton-methyl | 8022-00-2 | 775957 | N | N | Organics, Pesticide | Accepted | 7/22/2014 12:00:00 AM
874 | Demeton-O | 298-03-3 | 748939 | Y | N | Organics, Pesticide | Accepted | 3/2/2007 8:40:42 AM
875 | Demeton-S | 126-75-0 | 708669 | Y | N | Organics, Pesticide | Accepted | 3/2/2007 8:40:42 AM
876 | Density |  | 1641935 | N | N | Physical | Accepted | 7/22/2014 12:00:00 AM
2239 | Density as sigma-t |  | 1724810 | N | N | Physical | Accepted | 7/31/2009 11:12:18 AM
3085 | Deoxycylindrospermopsin | 344941-42-0 |  | N | N | Not Assigned | Accepted | 5/20/2016 3:34:22 PM
2240 | Deoxygenation constant |  | 1641950 | N | N | Physical | Accepted | 3/2/2007 8:40:42 AM
2241 | Deoxygenation constant-carbon |  | 1641968 | N | N | Physical | Accepted | 3/2/2007 8:40:42 AM
2242 | Deoxygenation constant-nitrogen |  | 1641976 | N | N | Physical | Accepted | 3/2/2007 8:40:42 AM
2243 | Depth |  | 1641984 | N | N | Information | Accepted | 3/2/2007 8:40:42 AM
5250 | Depth of water column |  | 1732857 | N | N | Not Assigned | Accepted | 4/23/2015 1:42:35 PM
2244 | Depth, below bottom surface |  | 17164401 | N | N | Information | Accepted | 3/2/2007 8:40:42 AM
2245 | Depth, bottom |  | 1642016 | N | N | Information | Accepted | 7/22/2014 12:00:00 AM
2246 | Depth, data-logger (non-ported) |  | 1642024 | N | N | Information | Accepted | 3/2/2007 8:40:42 AM
2247 | Depth, data-logger (ported) |  | 1642032 | N | N | Information | Accepted | 3/2/2007 8:40:42 AM
4698 | Depth, from below top of casing to water level |  |  | N | N | Not Assigned | Accepted | 11/8/2013 2:50:35 PM
2974 | Depth, from bottom of the sediment core |  |  | N | N | Not Assigned | Accepted | 6/27/2016 2:50:00 PM
2937 | Depth, from end of the sediment core |  |  | N | N | Not Assigned | Accepted | 6/27/2016 2:50:00 PM
2918 | Depth, from ground surface to well water level |  | 1642040 | N | N | Information | Accepted | 3/2/2007 8:40:42 AM
5429 | Depth, max in sampling reach, estimated |  |  | N | N | Not Assigned | Accepted | 12/10/2015 11:42:06 AM
2248 | Depth, Secchi disk depth |  | 1646140 | N | N | Information | Accepted | 3/2/2007 8:40:43 AM
2249 | Depth, Secchi disk depth (choice list) |  | 1646140 | N | Y | Information | Accepted | 3/2/2007 8:40:43 AM
2250 | Depth, snow cover |  | 1642065 | N | N | Information | Accepted | 3/2/2007 8:40:43 AM
4699 | Depth, total, from below top of casing |  |  | N | N | Not Assigned | Accepted | 11/8/2013 2:51:12 PM
4910 | Desethyl-desisopropyl Atrazine | 3397-62-4 |  | N | N | Not Assigned | Accepted | 6/6/2014 12:00:00 AM
4970 | Desethylatrazine | 6190-65-4 | 775908 | N | N | Organics, Pesticide | Accepted | 11/12/2014 3:15:39 PM
7731 | Desethylatrazine (iso-propyl-D7) | 1216649-31-8 |  | N | N | Not Assigned | Accepted | 2/11/2019 5:39:28 PM
2251 | Desipramine | 50-47-5 | 17163981 | Y | N | Not Assigned | Accepted | 3/2/2007 8:40:43 AM
4971 | Desisopropyl atrazine | 1007-28-9 | 775775 | N | N | Organics, Pesticide | Accepted | 11/12/2014 3:15:39 PM
7726 | Desisopropyl Atrazine-d5 | 1189961-78-1 |  | N | N | Not Assigned | Accepted | 2/11/2019 5:23:37 PM
3480 | Desmedipham | 13684-56-5 | 189803 | Y | N | Organics, Pesticide | Accepted | 11/2/2012 4:53:08 PM
4178 | Desmethylcitalopram | 144025-14-9 |  | N | N | Organics, Other | Accepted | 5/30/2013 8:42:18 AM
4565 | Desmethyldiltiazem | 84903-78-6 | 1736084 | N | N | Not Assigned | Accepted | 7/10/2013 11:19:06 AM
3811 | Desmethylnorflurazon | 23576-24-1 | 17127192 | N | N | Organics, Pesticide | Accepted | 9/4/2012 1:45:25 PM
4179 | Desmethylvenlafaxine | 93413-62-8 |  | N | N | Organics, Other | Accepted | 5/30/2013 8:42:18 AM
4585 | Desogestrel | 54024-22-5 |  | N | N | Not Assigned | Accepted | 7/10/2013 11:19:06 AM
3759 | Desulfinylfipronil |  |  | Y | N | Not Assigned | Accepted | 9/10/2014 12:00:00 AM
3757 | Desulfinylfipronil amide |  |  | Y | N | Not Assigned | Accepted | 9/10/2014 12:00:00 AM
2956 | Detergent, severity (choice list) |  | 1642099 | N | Y | Physical | Accepted | 3/2/2007 8:40:43 AM
6780 | Detritus, coarse particle organic matter |  | 1646058 | N | N | Not Assigned | Accepted | 10/17/2017 10:01:45 AM
3543 | Deuterium | 7782-39-0 | 154260 | N | N | Not Assigned | Accepted | 8/17/2015 8:38:34 AM
6983 | Deuterium, delta |  |  | N | N | Not Assigned | Accepted | 5/9/2018 8:36:29 AM
2252 | Deuterium/Hydrogen ratio |  | 1642107 | N | N | Physical | Accepted | 3/2/2007 8:40:43 AM
3557 | Dexamethasone | 50-02-2 | 1024 | N | N | Not Assigned | Accepted | 7/22/2014 12:00:00 AM
5024 | Dextromethorphan | 125-71-3 |  | N | N | Not Assigned | Accepted | 2/2/2015 9:09:30 AM
3863 | Dextromethorphan hydrobromide | 125-69-9 | 1736660 | N | N | Organics, Other | Accepted | 7/22/2014 12:00:00 AM
2253 | Dextronorgestrel (choice list) | 797-64-8 | 17294331 | Y | Y | Not Assigned | Accepted | 3/2/2007 8:40:43 AM
7614 | Dextrorphan | 125-73-5 |  | N | N | Organics, Other | Accepted | 12/18/2018 12:11:12 PM
5608 | Dextrorphan tartrate | 143-98-6 |  | N | N | Organics, Other | Accepted | 12/18/2018 12:11:12 PM
880 | Di(2-ethylhexyl) adipate | 103-23-1 | 21238 | Y | N | Organics, Other | Accepted | 3/2/2007 8:40:43 AM
881 | Di(2-ethylhexyl) phthalate | 117-81-7 | 29934 | Y | N | Organics, Other | Accepted | 3/2/2007 8:40:43 AM
2254 | Di(dehydroabietyl)amine acetate | 53404-27-6 | 17128687 | Y | N | Not Assigned | Accepted | 3/2/2007 8:40:43 AM
969 | Di-n-octyl phthalate | 117-84-0 | 29967 | Y | N | Organics, Other | Accepted | 3/2/2007 8:40:49 AM
210 | Di-tert-butyl ketone | 815-24-7 | 70888 | Y | N | Not Assigned | Accepted | 3/2/2007 8:40:51 AM
5086 | Dialifor | 10311-84-9 | 170134 | N | N | Organics, Pesticide | Accepted | 3/9/2015 1:36:12 PM
882 | Diallate | 2303-16-4 | 99895 | N | N | Organics, Pesticide | Accepted | 7/22/2014 12:00:00 AM
883 | Diallyl phthalate | 131-17-9 | 35337 | Y | N | Not Assigned | Accepted | 3/2/2007 8:40:43 AM
2255 | Diameter |  | 1642115 | N | N | Physical | Accepted | 3/2/2007 8:40:43 AM
2723 | Diatom condition index |  |  | N | N | Physical | Accepted | 7/18/2016 2:42:30 PM
6347 | Diatom conversion factor |  |  | N | N | Not Assigned | Accepted | 2/27/2017 9:53:18 AM
884 | Diatoms |  | 1972801 | N | N | Microbiological | Accepted | 7/22/2014 12:00:00 AM
4777 | Diatrizoic acid | 117-96-4 |  | N | N | Not Assigned | Accepted | 3/24/2014 9:00:00 AM
4810 | Diatrizoic acid-d6 |  |  | N | N | Not Assigned | Accepted | 3/24/2014 9:00:00 AM
3558 | Diazepam | 439-14-5 | 45674 | N | N | Organics, Other | Accepted | 7/22/2014 12:00:00 AM
3855 | Diazepam-D5 | 65854-76-4 | 1736854 | N | N | Organics, Other | Accepted | 7/22/2014 12:00:00 AM
885 | Diazinon | 333-41-5 | 42705 | N | N | Organics, Pesticide | Accepted | 7/22/2014 12:00:00 AM
3921 | Diazinon (Diethyl-D10)***retired***use Diazinon-D10 | 100155-47-3 | 1736864 | N | N | Not Assigned | Deprecated | 1/30/2014 11:36:01 AM
3864 | Diazinon-D10 | 100155-47-3 | 1736864 | N | N | Organics, Pesticide | Accepted | 7/22/2014 12:00:00 AM
3696 | Diazoxon | 962-58-3 | 17026626 | N | N | Organics, Pesticide | Accepted | 7/22/2014 12:00:00 AM
6962 | Dibenz(a,h)+(a,c) Anthracene |  |  | N | N | Not Assigned | Accepted | 1/31/2018 2:46:25 PM
4883 | Dibenzo(a,h)anthraene-D14 | 13250-98-1 |  | N | N | Not Assigned | Accepted | 5/1/2014 9:00:00 AM
889 | Dibenzofuran | 132-64-9 | 35709 | N | N | Organics, Other | Accepted | 7/22/2014 12:00:00 AM
890 | Dibenzothiophene | 132-65-0 | 35717 | Y | N | Organics, Other | Accepted | 3/2/2007 8:40:44 AM
891 | Dibenzothiophene (C1-C3) |  | 17074857 | Y | N | Not Assigned | Accepted | 3/2/2007 8:40:44 AM
3801 | Dibenzothiophene, 4-methyl- | 7372-88-5 | 1735761 | N | N | Not Assigned | Accepted | 8/30/2012 9:23:01 AM
4884 | Dibenzothiophene-D8 | 33262-29-2 |  | N | N | Not Assigned | Accepted | 5/1/2014 9:00:00 AM
5175 | Dibenzo[a,e]pyrene | 192-65-4 | 40600 | N | N | Not Assigned | Accepted | 4/14/2015 3:35:04 PM
3201 | Dibenzo[a,h]pyrene | 189-64-0 | 40550 | Y | N | Not Assigned | Accepted | 3/25/2010 9:08:31 AM
888 | Dibenzo[b,k]fluoranthene | 205-97-0 | 52450087 | Y | N | Not Assigned | Accepted | 3/2/2007 8:40:44 AM
892 | Dibenzylamine | 103-49-1 | 21436 | N | N | Not Assigned | Accepted | 3/2/2007 8:40:44 AM
3341 | Dibenz[a,c]anthracen | 215-58-7 |  | N | N | Not Assigned | Accepted | 4/6/2016 11:46:42 AM
3821 | Dibenz[a,c]anthracene | 215-58-7 | 685297 | N | N | Not Assigned | Accepted | 11/1/2012 11:11:11 AM
4076 | Dibenz[a,h]acridine | 226-36-8 | 40774 | N | N | Not Assigned | Accepted | 7/22/2014 12:00:00 AM
886 | Dibenz[a,h]anthracene | 53-70-3 | 1685 | N | N | Organics, Other | Accepted | 7/22/2014 12:00:00 AM
887 | Dibenz[a,j]acridine | 224-42-0 | 40741 | N | N | Not Assigned | Accepted | 7/22/2014 12:00:00 AM
893 | Dibromoacetic acid | 631-64-1 | 65201 | Y | N | Organics, Other | Accepted | 3/2/2007 8:40:44 AM
894 | Dibromoacetonitrile | 3252-43-5 | 113654 | Y | N | Organics, Other | Accepted | 3/2/2007 8:40:44 AM
2991 | Dibromochloroacetic acid | 5278-95-5 | 650382 | Y | N | Organics, Other | Accepted | 1/9/2008 10:25:40 AM
895 | Dibromochloroethane | 73506-94-2 | 963652 | N | N | Not Assigned | Accepted | 7/22/2014 12:00:00 AM
2290 | Dibromochloropropane | 73506-91-9 | 361717 | N | N | Not Assigned | Accepted | 9/23/2016 8:36:35 AM
896 | Dibromodichloromethane | 594-18-3 | 57588 | N | N | Not Assigned | Accepted | 7/22/2014 12:00:00 AM
4391 | Dibromodifluoromethane | 75-61-6 | 5710 | N | N | Not Assigned | Accepted | 3/20/2015 1:29:32 PM
3011 | Dibromofluoromethane | 1868-53-7 | 1614569 | N | N | Not Assigned | Accepted | 7/22/2014 12:00:00 AM
897 | Dibromomethane | 74-95-3 | 5173 | N | N | Organics, Other | Accepted | 7/22/2014 12:00:00 AM
898 | Dibutyl azelate | 2917-73-9 | 108795 | N | N | Not Assigned | Accepted | 3/2/2007 8:40:44 AM
3198 | Dibutyl chlorendate | 1770-80-5 | 92254 | Y | N | Not Assigned | Accepted | 3/25/2010 9:08:31 AM
899 | Dibutyl phthalate | 84-74-2 | 10025 | Y | N | Organics, Pesticide | Accepted | 3/2/2007 8:40:44 AM
900 | Dibutyl terephthalate | 1962-75-0 | 709667 | Y | N | Not Assigned | Accepted | 3/2/2007 8:40:44 AM
3302 | Dibutylstannanediylium |  |  | N | N | Not Assigned | Accepted | 7/22/2014 12:00:00 AM
901 | Dibutyltin | 1002-53-5 | 961334 | N | N | Organics, Other | Accepted | 7/22/2014 12:00:00 AM
902 | Dibutyltin dichloride | 683-18-1 | 67389 | Y | N | Not Assigned | Accepted | 3/2/2007 8:40:45 AM
903 | Dicamba | 1918-00-9 | 94219 | N | N | Organics, Pesticide | Accepted | 7/22/2014 12:00:00 AM
7725 | Dicamba-d3 | 349553-95-3 |  | N | N | Not Assigned | Accepted | 2/11/2019 5:23:37 PM
5325 | Dicamba-methyl | 6597-78-0 | 52466422 | N | N | Not Assigned | Accepted | 5/28/2015 7:48:43 AM
904 | Dicapthon | 2463-84-5 | 102699 | N | N | Organics, Pesticide | Accepted | 3/2/2007 8:40:45 AM
905 | Dichlobenil | 1194-65-6 | 80754 | N | N | Organics, Pesticide | Accepted | 7/22/2014 12:00:00 AM
906 | Dichlofenthion | 97-17-6 | 960906 | N | N | Organics, Pesticide | Accepted | 7/22/2014 12:00:00 AM
907 | Dichlone | 117-80-6 | 29926 | N | N | Organics, Pesticide | Accepted | 7/22/2014 12:00:00 AM
908 | Dichloran | 99-30-9 | 18630 | N | N | Organics, Pesticide | Accepted | 7/22/2014 12:00:00 AM
909 | Dichloroacetic acid | 79-43-6 | 7856 | N | N | Organics, Other | Accepted | 7/22/2014 12:00:00 AM
910 | Dichloroacetonitrile | 3018-12-0 | 650358 | N | N | Organics, Other | Accepted | 3/2/2007 8:40:45 AM
911 | Dichloroacetylene | 7572-29-4 | 689489 | N | N | Not Assigned | Accepted | 3/2/2007 8:40:45 AM
912 | Dichloroanisole | 54518-15-9 | 963306 | N | N | Not Assigned | Accepted | 3/2/2007 8:40:45 AM
913 | Dichlorobenzene | 25321-22-6 | 231902 | Y | N | Not Assigned | Accepted | 3/2/2007 8:40:45 AM
915 | Dichlorobiphenyl | 25512-42-9 | 233122 | N | N | Not Assigned | Accepted | 7/22/2014 12:00:00 AM
916 | Dichlorobromofluoromethane | 353-58-2 | 961086 | N | N | Organics, Pesticide | Accepted | 3/2/2007 8:40:45 AM
917 | Dichlorobromomethane | 75-27-4 | 5462 | N | N | Organics, Other | Accepted | 7/22/2014 12:00:00 AM
710 | Dichlorobutane | 26761-81-9 | 962845 | Y | N | Not Assigned | Accepted | 3/2/2007 8:40:45 AM
918 | Dichlorobutene | 11069-19-5 | 689778 | N | N | Not Assigned | Accepted | 3/2/2007 8:40:45 AM
4954 | Dichlorodifluoromethane | 75-71-8 |  | N | N | Not Assigned | Accepted | 10/17/2014 12:00:00 AM
4236 | Dichlorodimethylmethoxybenzene | 74313-10-3 |  | N | N | Not Assigned | Accepted | 5/30/2013 8:42:18 AM
919 | Dichloroethane | 1300-21-6 | 81786 | N | N | Not Assigned | Accepted | 7/22/2014 12:00:00 AM
920 | Dichloroethylene | 25323-30-2 | 232025 | Y | N | Organics, Pesticide | Accepted | 3/2/2007 8:40:46 AM
921 | Dichloroiodomethane | 594-04-7 | 775734 | N | N | Organics, Pesticide | Accepted | 3/2/2007 8:40:46 AM
4217 | Dichloromethyldiphenylether | 31426-73-0 |  | N | N | Not Assigned | Accepted | 5/30/2013 8:42:18 AM
6909 | Dichloronaphthalene | 28699-88-9 | 691766 | N | N | Not Assigned | Accepted | 1/26/2018 5:36:19 PM
922 | Dichloropentane | 30586-10-8 | 962951 | N | N | Not Assigned | Accepted | 3/2/2007 8:40:46 AM
923 | Dichlorophenol | 25167-81-1 | 230516 | N | N | Not Assigned | Accepted | 7/22/2014 12:00:00 AM
5326 | Dichloroprop | 120-36-5 | 31146 | N | N | Not Assigned | Accepted | 5/28/2015 10:26:05 AM
924 | Dichloropropane | 26638-19-7 | 240903 | Y | N | Not Assigned | Accepted | 3/2/2007 8:40:46 AM
2256 | Dichloropropene | 26952-23-8 | 243097 | Y | N | Not Assigned | Accepted | 3/2/2007 8:40:46 AM
925 | Dichlorotoluene | 29797-40-8 | 254524 | N | N | Not Assigned | Accepted | 7/22/2014 12:00:00 AM
926 | Dichlorotrifluoroethane | 34077-87-7 | 265744 | Y | N | Not Assigned | Accepted | 3/2/2007 8:40:46 AM
927 | Dichlorprop | 120-36-5 | 31146 | N | N | Organics, Pesticide | Accepted | 7/22/2014 12:00:00 AM
928 | Dichlorvos | 62-73-7 | 3681 | Y | N | Organics, Pesticide | Accepted | 3/2/2007 8:40:46 AM
3865 | Diclofenac | 15307-86-5 | 1736866 | N | N | Organics, Other | Accepted | 7/22/2014 12:00:00 AM
4925 | Diclofenac, 4-hydroxy | 64118-84-9 |  | N | N | Organics, Other | Accepted | 6/19/2014 12:00:00 AM
929 | Diclofop methyl | 51338-27-3 | 291435 | N | N | Organics, Pesticide | Accepted | 7/22/2014 12:00:00 AM
5120 | Diclofop-methyl | 51338-27-3 | 291435 | N | N | Not Assigned | Accepted | 4/1/2015 3:21:12 PM
930 | Dicofol | 115-32-2 | 29157 | N | N | Organics, Pesticide | Accepted | 7/22/2014 12:00:00 AM
931 | Dicrotophos | 141-66-2 | 38406 | N | N | Organics, Pesticide | Accepted | 7/22/2014 12:00:00 AM
4993 | Dicyclohexyl adipate | 849-99-0 | 72140 | N | N | Not Assigned | Accepted | 11/21/2014 7:37:18 AM
932 | Dicyclohexyl phthalate | 84-61-7 | 9944 | N | N | Not Assigned | Accepted | 3/2/2007 8:40:46 AM
933 | Dicyclopentadiene | 77-73-6 | 6643 | N | N | Not Assigned | Accepted | 3/2/2007 8:40:46 AM
934 | Dieldrin | 60-57-1 | 3426 | N | N | Organics, Pesticide | Accepted | 7/22/2014 12:00:00 AM
3447 | Diesel and residual range hydrocarbons |  |  | Y | N | Information | Accepted | 8/3/2010 9:32:14 AM
935 | Diesel fuel | 68334-30-5 | 420257 | Y | N | Information | Accepted | 3/2/2007 8:40:47 AM
3665 | Diesel fuels no. 2 | 68476-34-6 | 439216 | N | N | Information | Accepted | 7/22/2014 12:00:00 AM
936 | Diesel range organics |  | 52450921 | Y | N | Organics, Other | Accepted | 3/2/2007 8:40:47 AM
2257 | Diethatyl ethyl | 38727-55-8 | 277590 | Y | N | Organics, Pesticide | Accepted | 3/2/2007 8:40:47 AM
937 | Diethyl disulfide | 110-81-6 | 26997 | N | N | Not Assigned | Accepted | 3/2/2007 8:40:47 AM
938 | Diethyl phthalate | 84-66-2 | 9985 | Y | N | Organics, Other | Accepted | 3/2/2007 8:40:47 AM
5150 | Diethyl Sulfate | 64-67-5 | 3889 | N | N | Not Assigned | Accepted | 4/14/2015 3:35:03 PM
939 | Diethyl sulfide | 352-93-2 | 43331 | N | N | Organics, Pesticide | Accepted | 3/2/2007 8:40:47 AM
940 | Diethyl terephthalate | 636-09-9 | 65607 | N | N | Not Assigned | Accepted | 3/2/2007 8:40:47 AM
941 | Diethylbenzene | 25340-17-4 | 232207 | N | N | Not Assigned | Accepted | 3/2/2007 8:40:47 AM
942 | Diethylene glycol monobutyl ether | 112-34-5 | 28340 | Y | N | Organics, Other | Accepted | 3/2/2007 8:40:47 AM
2024 | Diethylene glycol monobutyl ether acetate | 124-17-4 | 33449 | Y | N | Organics, Other | Accepted | 3/2/2007 8:40:47 AM
943 | Diethylene glycol monoethyl ether | 111-90-0 | 27979 | Y | N | Organics, Other | Accepted | 3/2/2007 8:40:47 AM
944 | Diethylene glycol monomethyl ether | 111-77-3 | 27854 | Y | N | Organics, Other | Accepted | 3/2/2007 8:40:47 AM
2953 | Diethylene glycol nonylphenol ether | 27176-93-8 | 244335 | N | N | Organics, Other | Accepted | 3/2/2007 8:40:47 AM
946 | Diethylstilbestrol | 56-53-1 | 2196 | Y | N | Organics, Other | Accepted | 3/2/2007 8:40:47 AM
4599 | Difenoconazole | 119446-68-3 | 621508 | N | N | Organics, Pesticide | Accepted | 8/1/2013 11:19:06 AM
5139 | Diflubenzuron | 35367-38-5 | 269233 | N | N | Not Assigned | Accepted | 4/1/2015 3:21:13 PM
2731 | Diflufenzopyr | 109293-97-2 | 17131129 | Y | N | Organics, Pesticide | Accepted | 3/2/2007 8:40:47 AM
2747 | Diflufenzopyr-sodium | 109293-98-3 | 964163 | Y | N | Organics, Pesticide | Accepted | 3/2/2007 8:40:47 AM
4550 | Digoxigenin | 1672-46-4 | 1735683 | N | N | Not Assigned | Accepted | 7/10/2013 11:19:06 AM
4542 | Digoxin | 20830-75-5 | 218727 | N | N | Not Assigned | Accepted | 7/10/2013 11:19:06 AM
2258 | Diheptyl phthalate | 3648-21-3 | 117713 | Y | N | Not Assigned | Accepted | 3/2/2007 8:40:48 AM
2259 | Dihydroabietylamine acetate | 53466-80-1 | 17129180 | Y | N | Organics, Pesticide | Accepted | 3/2/2007 8:40:48 AM
947 | Dihydrocholesterol | 80-97-7 | 8516 | N | N | Not Assigned | Accepted | 3/2/2007 8:40:48 AM
4180 | Dihydromorphine | 509-60-4 |  | N | N | Organics, Other | Accepted | 5/30/2013 8:42:18 AM
3629 | Dihydrotestosterone |  |  | N | N | Not Assigned | Accepted | 7/1/2011 4:35:59 PM
4037 | Dihydrotestosterone-d4 |  |  | N | N | Not Assigned | Accepted | 3/29/2013 8:42:18 AM
948 | Diisobutyl phthalate | 84-69-5 | 9993 | N | N | Organics, Pesticide | Accepted | 3/2/2007 8:40:48 AM
2260 | Diisobutylphenoxyethanol | 53466-89-0 | 17129248 | Y | N | Not Assigned | Accepted | 3/2/2007 8:40:48 AM
949 | Diisooctyl phthalate | 27554-26-3 | 246157 | N | N | Not Assigned | Accepted | 3/2/2007 8:40:48 AM
2349 | Diisopropyl adipate | 6938-94-9 | 146084 | Y | N | Not Assigned | Accepted | 3/2/2007 8:40:48 AM
3630 | Diltiazem | 42399-41-7 | 1826913 | N | N | Not Assigned | Accepted | 7/1/2011 4:35:59 PM
3866 | Diltiazem hydrochloride | 33286-22-5 | 1736666 | N | N | Organics, Other | Accepted | 7/22/2014 12:00:00 AM
5025 | Diltiazem-d3 |  |  | N | N | Not Assigned | Accepted | 2/2/2015 9:09:31 AM
3887 | Dimerin | 125-64-4 | 1736704 | N | N | Organics, Other | Accepted | 7/22/2014 12:00:00 AM
3923 | Dimethachlor | 50563-36-5 | 288902 | N | N | Organics, Pesticide | Accepted | 7/22/2014 12:00:00 AM
3867 | Dimethachlor ESA | 50563-36-5 | 288902 | N | N | Organics, Pesticide | Accepted | 7/22/2014 12:00:00 AM
951 | Dimethenamid | 87674-68-8 | 600437 | Y | N | Organics, Pesticide | Accepted | 3/2/2007 8:40:48 AM
3982 | Dimethenamid ESA | 205939-58-8 |  | N | N | Organics, Pesticide | Accepted | 7/22/2014 12:00:00 AM
3868 | Dimethenamid OA | 380412-59-9 | 600437 | N | N | Organics, Pesticide | Accepted | 7/22/2014 12:00:00 AM
5134 | Dimethenamid-P | 163515-14-8 | 17131772 | N | N | Not Assigned | Accepted | 4/1/2015 3:21:13 PM
952 | Dimethoate | 60-51-5 | 3400 | N | N | Organics, Pesticide | Accepted | 7/22/2014 12:00:00 AM
3475 | Dimethomorph | 110488-70-5 | 964189 | Y | N | Organics, Pesticide | Accepted | 11/29/2010 4:53:08 PM
2261 | Dimethoxane | 828-00-2 | 71662 | Y | N | Organics, Pesticide | Accepted | 3/2/2007 8:40:48 AM
953 | Dimethoxymethane | 109-87-5 | 26229 | N | N | Organics, Other | Accepted | 3/2/2007 8:40:48 AM
3938 | Dimethyl 1,4-dihydro-2,6-dimethyl-4-(2-nitrophenyl)-3,5-pyridinedicarboxylate***retired***use Nifedipine | 21829-25-4 | 17004979 | N | N | Not Assigned | Deprecated | 4/1/2013 1:00:00 AM
954 | Dimethyl ether | 115-10-6 | 29017 | N | N | Organics, Other | Accepted | 3/2/2007 8:40:48 AM
2262 | Dimethyl L-malate | 617-55-0 | 17163759 | Y | N | Not Assigned | Accepted | 3/2/2007 8:40:48 AM
957 | Dimethyl phthalate | 131-11-3 | 35295 | Y | N | Organics, Pesticide | Accepted | 3/2/2007 8:40:48 AM
958 | Dimethyl sulfate | 77-78-1 | 6684 | N | N | Not Assigned | Accepted | 3/2/2007 8:40:48 AM
959 | Dimethyl sulfide | 75-18-3 | 5371 | N | N | Not Assigned | Accepted | 7/22/2014 12:00:00 AM
2263 | Dimethyl sulfoxide | 67-68-5 | 4325 | Y | N | Not Assigned | Accepted | 3/2/2007 8:40:48 AM
960 | Dimethyl terephthalate | 120-61-6 | 31310 | Y | N | Not Assigned | Accepted | 3/2/2007 8:40:49 AM
962 | Dimethylacetamide | 127-19-5 | 34165 | Y | N | Not Assigned | Accepted | 3/2/2007 8:40:49 AM
963 | Dimethylamine | 124-40-3 | 33555 | N | N | Not Assigned | Accepted | 3/2/2007 8:40:49 AM
3612 | Dimethylmercury | 593-74-8 | 57471 | N | N | Not Assigned | Accepted | 7/1/2011 4:34:35 PM
965 | Dimethylnaphthalene | 28804-88-8 | 250811 | N | N | Organics, Other | Accepted | 7/22/2014 12:00:00 AM
955 | Dimethylphenanthrene | 29062-98-4 | 52450426 | Y | N | Not Assigned | Accepted | 3/2/2007 8:40:49 AM
5504 | Dimethylphthalate-d6 |  |  | N | N | Not Assigned | Accepted | 12/21/2015 3:01:37 PM
5010 | Dimethylpolysiloxane | 9016-00-6 | 163428 | N | N | Not Assigned | Accepted | 1/23/2015 7:43:24 AM
966 | Dimethylstyrene | 27576-03-0 | 691642 | N | N | Not Assigned | Accepted | 3/2/2007 8:40:49 AM
2393 | Dimethylvinyl chloride | 513-37-1 | 685792 | Y | N | Not Assigned | Accepted | 3/2/2007 8:40:49 AM
967 | Dinex | 131-89-5 | 35519 | N | N | Organics, Pesticide | Accepted | 7/22/2014 12:00:00 AM
5199 | Dinitrobenzene (All Isomers) | 25154-54-5 | 230326 | N | N | Not Assigned | Accepted | 4/14/2015 3:35:05 PM
3029 | Dinitrophenol | 25550-58-7 | 233304 | N | N | Not Assigned | Accepted | 7/3/2008 12:21:28 PM
968 | Dinitrotoluene | 25321-14-6 | 231894 | N | N | Not Assigned | Accepted | 7/22/2014 12:00:00 AM
5200 | Dinocap | 39300-45-3 | 278739 | N | N | Not Assigned | Accepted | 4/14/2015 3:35:05 PM
970 | Dinoseb | 88-85-7 | 12047 | Y | N | Organics, Pesticide | Accepted | 3/2/2007 8:40:50 AM
3495 | Dinotefuran | 165252-70-0 | 17131798 | Y | N | Organics, Pesticide | Accepted | 11/2/2012 4:53:47 PM
5308 | Dinotefuran DN |  |  | N | N | Not Assigned | Accepted | 5/13/2015 10:07:28 AM
5309 | Dinotefuran UF |  |  | N | N | Not Assigned | Accepted | 5/13/2015 10:07:29 AM
971 | Dioctyl adipate | 123-79-5 | 33183 | N | N | Not Assigned | Accepted | 3/2/2007 8:40:50 AM
972 | Dioxathion | 78-34-2 | 7047 | N | N | Organics, Pesticide | Accepted | 7/22/2014 12:00:00 AM
973 | Dioxin and furan mixture, unspecified |  | 52450517 | Y | N | Not Assigned | Accepted | 1/30/2014 8:40:50 AM
4958 | Dioxin-like PCB cogeners as 2,3,7,8-TCDD TEQs |  |  | N | N | Not Assigned | Accepted | 10/31/2014 12:00:00 AM
4957 | Dioxins and furans as 2,3,7,8-TCDD TEQs |  | 17000407 | N | N | Not Assigned | Accepted | 10/31/2014 12:00:00 AM
4959 | Dioxins, furans, and dioxin-like PCB cogeners as 2,3,7,8-TCDD TEQs |  |  | N | N | Not Assigned | Accepted | 10/31/2014 12:00:00 AM
5127 | Diphacinone | 82-66-6 | 9365 | N | N | Not Assigned | Accepted | 4/1/2015 3:21:13 PM
974 | Diphenamid | 957-51-7 | 75259 | N | N | Organics, Pesticide | Accepted | 7/22/2014 12:00:00 AM
3851 | Diphenhydramine-D3 | 170082-18-5 | 1736846 | N | N | Organics, Other | Accepted | 7/22/2014 12:00:00 AM
975 | Diphenyl disulfide | 882-33-7 | 73098 | N | N | Not Assigned | Accepted | 3/2/2007 8:40:50 AM
4211 | Diphenyl ether | 101-84-8 | 20404 | N | N | Not Assigned | Accepted | 5/30/2013 8:42:18 AM
976 | Diphenylamine | 122-39-4 | 32250 | N | N | Organics, Pesticide | Accepted | 7/22/2014 12:00:00 AM
977 | Diphenylhydrazine | 38622-18-3 | 277186 | Y | N | Not Assigned | Accepted | 3/2/2007 8:40:50 AM
2265 | Diphenylstibene 2-ethylhexanoate | 5035-58-5 | 129007 | Y | N | Organics, Pesticide | Accepted | 3/2/2007 8:40:50 AM
978 | Diphenylsulfone | 127-63-9 | 34330 | N | N | Organics, Other | Accepted | 7/22/2014 12:00:00 AM
6992 | Dipotassium endothall | 2164-07-0 | 97998 | N | N | Not Assigned | Accepted | 5/22/2018 11:43:06 AM
5093 | Dipropyl adipate | 106-19-4 | 23366 | N | N | Not Assigned | Accepted | 3/10/2015 12:01:16 PM
1409 | Dipropyl isocinchomeronate | 136-45-8 | 46580 | N | N | Not Assigned | Accepted | 4/8/2015 9:22:13 AM
981 | Dipropyl sulfide | 111-47-7 | 27565 | Y | N | Not Assigned | Accepted | 3/2/2007 8:40:50 AM
4462 | Dipropylene glycol monomethyl ether | 34590-94-8 |  | N | N | Not Assigned | Accepted | 5/30/2013 8:42:18 AM
982 | Diquat | 2764-72-9 | 107094 | Y | N | Organics, Pesticide | Accepted | 3/2/2007 8:40:50 AM
983 | Diquat dibromide | 85-00-7 | 10181 | Y | N | Organics, Pesticide | Accepted | 3/2/2007 8:40:50 AM
2398 | Discharge, Mine |  | 17164492 | N | N | Physical | Accepted | 3/21/2014 12:00:00 AM
4898 | Discharge, River/Stream |  | 17164492 | N | N | Physical | Accepted | 3/21/2014 12:00:00 AM
4717 | Discoloration (Y/N) (choice list) |  |  | N | Y | Physical | Accepted | 3/24/2014 8:42:18 AM
4181 | Disopyramide | 3737-09-5 |  | N | N | Organics, Other | Accepted | 5/30/2013 8:42:18 AM
3098 | Disruptive Pressures |  |  | N | N | Physical | Accepted | 6/29/2010 8:41:23 AM
984 | Dissolved gases |  | 1642180 | N | N | Physical | Accepted | 3/2/2007 8:40:50 AM
4515 | Dissolved Gases - Saturation |  |  | N | N | Not Assigned | Accepted | 6/17/2013 2:19:06 PM
2267 | Dissolved inorganic nitrogen/soluble reactive phosphorus ratio |  | 17294802 | N | N | Stable Isotopes | Accepted | 3/2/2007 8:40:50 AM
3691 | Dissolved Inorganic Nitrogen/Total Phosphorus ratio |  |  | N | N | Stable Isotopes | Accepted | 12/29/2011 3:39:46 PM
985 | Dissolved oxygen (DO) |  | 1736457 | N | N | Physical | Accepted | 3/2/2007 8:40:50 AM
986 | Dissolved oxygen saturation |  | 1642198 | N | N | Physical | Accepted | 3/2/2007 8:40:51 AM
987 | Dissolved oxygen uptake |  | 1642206 | N | N | Physical | Accepted | 3/2/2007 8:40:51 AM
7396 | Distance From Left Bank |  |  | N | N | Not Assigned | Accepted | 10/4/2018 11:02:55 AM
2268 | Distance from/to |  | 1642248 | N | N | Information | Accepted | 3/2/2007 8:40:51 AM
3368 | Distillates (petroleum), hydrofined lubricating-oil | 68782-97-8 | 474619 | N | N | Not Assigned | Accepted | 5/24/2010 11:03:17 AM
989 | Disulfoton | 298-04-4 | 41210 | N | N | Organics, Pesticide | Accepted | 7/22/2014 12:00:00 AM
990 | Disulfoton sulfone | 2497-06-5 | 52450129 | Y | N | Organics, Pesticide | Accepted | 3/2/2007 8:40:51 AM
991 | Diuron | 330-54-1 | 42606 | N | N | Organics, Pesticide | Accepted | 7/22/2014 12:00:00 AM
3963 | Diuron Metabolite | 330-54-2 | 42607 | N | N | Organics, Pesticide | Accepted | 7/22/2014 12:00:00 AM
992 | Divinylbenzene | 1321-74-0 | 83758 | Y | N | Not Assigned | Accepted | 3/2/2007 8:40:51 AM
3854 | DL-Amphetamine-D5 | 65538-33-2 | 1736852 | N | N | Organics, Other | Accepted | 7/22/2014 12:00:00 AM
744 | Docohexanenoic acid | 6217-54-5 | 1736088 | N | N | Not Assigned | Accepted | 10/5/2016 10:50:33 AM
1380 | Docosane | 629-97-0 | 64998 | Y | N | Organics, Other | Accepted | 3/2/2007 8:40:51 AM
993 | Docosanoic acid | 112-85-6 | 28753 | N | N | Not Assigned | Accepted | 3/2/2007 8:40:51 AM
994 | Docosanoic acid, methyl ester | 929-77-1 | 74237 | N | N | Not Assigned | Accepted | 3/2/2007 8:40:51 AM
743 | Docosapentaenoic | 24880-45-3 | 1736090 | N | N | Not Assigned | Accepted | 10/5/2016 10:50:33 AM
728 | Docosatetraenoic acid | 122068-08-0 |  | N | N | Not Assigned | Accepted | 10/5/2016 10:50:33 AM
4990 | Dodecamethylcyclohexasiloxane | 540-97-6 | 51995 | N | N | Not Assigned | Accepted | 11/21/2014 7:37:17 AM
995 | Dodecane | 112-40-3 | 28407 | Y | N | Organics, Other | Accepted | 3/2/2007 8:40:51 AM
997 | Dodecyl mercaptan | 112-55-0 | 28522 | Y | N | Not Assigned | Accepted | 3/2/2007 8:40:51 AM
996 | Dodecylbenzene | 123-01-3 | 32680 | Y | N | Organics, Other | Accepted | 3/2/2007 8:40:51 AM
3099 | Dominant Habitat Type |  |  | N | N | Information | Accepted | 9/10/2011 5:23:35 PM
5761 | Dominant Land Use (choice list) |  |  | N | Y | Not Assigned | Accepted | 4/11/2017 12:00:00 AM
4636 | Dominant Wolman Pebble Size/Range |  |  | N | N | Information | Accepted | 8/26/2013 8:42:18 AM
4182 | Donepezil | 120014-06-4 |  | N | N | Organics, Other | Accepted | 5/30/2013 8:42:18 AM
1381 | Dotriacontane | 544-85-4 | 52878 | Y | N | Organics, Other | Accepted | 3/2/2007 8:40:51 AM
2270 | Doxepin | 1668-19-5 | 17163999 | Y | N | Not Assigned | Accepted | 3/2/2007 8:40:52 AM
4733 | Doxorubicin | 23214-92-8 | 17005000 | N | N | Not Assigned | Accepted | 3/24/2014 9:00:00 AM
3592 | Doxycycline | 564-25-0 | 17000712 | N | N | Organics, Other | Accepted | 7/1/2011 4:33:17 PM
7767 | Dreissenid Species biomass, 25-30 mm size class |  |  | N | N | Not Assigned | Accepted | 2/21/2019 3:18:38 PM
7768 | Dreissenid Species biomass, 30-35 mm size class |  |  | N | N | Not Assigned | Accepted | 2/21/2019 3:18:38 PM
7769 | Dreissenid Species biomass, 35-40 mm size class |  |  | N | N | Not Assigned | Accepted | 2/21/2019 3:18:38 PM
7770 | Dreissenid Species count, 25-30 mm size class |  |  | N | N | Not Assigned | Accepted | 2/21/2019 3:18:38 PM
7771 | Dreissenid Species count, 30-35 mm size class |  |  | N | N | Not Assigned | Accepted | 2/21/2019 3:18:38 PM
7772 | Dreissenid Species count, 35-40 mm size class |  |  | N | N | Not Assigned | Accepted | 2/21/2019 3:18:38 PM
2271 | Dried blood, glyoxal-denatured | 68911-49-9 | 487272 | Y | N | Not Assigned | Accepted | 3/2/2007 8:40:52 AM
4781 | Drospirenone | 67392-87-4 |  | N | N | Not Assigned | Accepted | 3/24/2014 9:00:00 AM
4814 | Drospirenone-13C3 |  |  | N | N | Not Assigned | Accepted | 3/24/2014 9:00:00 AM
5507 | Dry Bulk Density of Soils |  |  | N | N | Physical | Accepted | 12/21/2015 3:01:37 PM
2272 | Dry period preceding precipitation |  | 1642396 | N | N | Information | Accepted | 3/2/2007 8:40:52 AM
5572 | Dry Solids at 105 C |  |  | N | N | Physical | Accepted | 12/21/2015 3:01:39 PM
5573 | Dry Solids at 60 C |  |  | N | N | Physical | Accepted | 12/21/2015 3:01:39 PM
4183 | Duloxetine | 116539-59-4 | 1827079 | N | N | Organics, Other | Accepted | 5/30/2013 8:42:18 AM
4225 | Duration of discharge |  |  | N | N | Physical | Accepted | 2/27/2014 6:09:08 PM
998 | Durenol | 527-35-5 | 50245 | N | N | Not Assigned | Accepted | 3/2/2007 8:40:52 AM
979 | Dyphylline | 479-18-5 | 47027 | N | N | Not Assigned | Accepted | 3/2/2007 8:40:52 AM
999 | Dysprosium | 7429-91-6 | 149484 | N | N | Inorganics, Minor, Metals | Accepted | 7/22/2014 12:00:00 AM
7610 | Ecgonine Methyl Ester | 7143-09-1 |  | N | N | Organics, Other | Accepted | 12/18/2018 12:04:26 PM
3869 | Ecgonine methyl ester hydrochloride | 38969-40-3 | 1736870 | N | N | Organics, Other | Accepted | 7/22/2014 12:00:00 AM
3852 | Ecgonine Methyl Ester-D3 | 136765-34-9 | 1736848 | N | N | Organics, Other | Accepted | 7/22/2014 12:00:00 AM
4184 | EDDP perchlorate | 66729-78-0 |  | N | N | Organics, Other | Accepted | 5/30/2013 8:42:18 AM
3559 | Edifenphos | 17109-49-8 | 17126533 | N | N | Organics, Pesticide | Accepted | 7/22/2014 12:00:00 AM
5112 | Eggs in Ovaries or Attached to Abdomen |  |  | N | N | Not Assigned | Accepted | 3/31/2015 3:41:01 PM
693 | Eicosadienoic acid | 2091-39-6 |  | N | N | Not Assigned | Accepted | 10/5/2016 10:50:33 AM
1170 | Eicosane | 112-95-8 | 28829 | Y | N | Organics, Other | Accepted | 3/2/2007 8:40:52 AM
690 | Eicosapentaenoic acid | 10417-94-4 |  | N | N | Not Assigned | Accepted | 10/5/2016 10:50:33 AM
689 | Eicosatrienoic acid | 1783-84-2 |  | N | N | Not Assigned | Accepted | 10/5/2016 10:50:33 AM
4655 | Elapsed Time Since Last Measurement |  |  | N | N | Physical | Accepted | 8/26/2013 8:42:18 AM
2273 | Elevation, aquifer top, MSL |  | 1642453 | N | N | Physical | Accepted | 3/2/2007 8:40:52 AM
2274 | Elevation, groundwater surface, MSL |  | 1642461 | N | N | Physical | Accepted | 3/2/2007 8:40:52 AM
2275 | Elevation, land surface, MSL |  | 1642479 | N | N | Physical | Accepted | 3/2/2007 8:40:52 AM
2276 | Elevation, MSL |  | 1642487 | N | N | Physical | Accepted | 3/2/2007 8:40:52 AM
2277 | Elevation, tailwater surface, MSL |  | 1642495 | N | N | Physical | Accepted | 3/2/2007 8:40:52 AM
2278 | Elevation, water surface, MSL |  | 1642503 | N | N | Physical | Accepted | 3/2/2007 8:40:52 AM
3485 | Emamectin benzoate | 155569-91-8 | 964601 | Y | N | Organics, Pesticide | Accepted | 11/29/2010 4:53:09 PM
2279 | Embeddedness |  | 1644814 | N | N | Physical | Accepted | 3/2/2007 8:40:52 AM
3520 | Embeddedness, riffle (%) |  |  | N | N | Information | Accepted | 3/15/2011 2:31:18 PM
4734 | Enalapril | 75847-73-3 | 1735906 | N | N | Not Assigned | Accepted | 3/24/2014 9:00:00 AM
4764 | Enalapril-d5 | 349554-02-5 |  | N | N | Not Assigned | Accepted | 3/24/2014 9:00:00 AM
1000 | Endosulfan | 115-29-7 | 29132 | N | N | Organics, Pesticide | Accepted | 7/22/2014 12:00:00 AM
7564 | Endosulfan and Metabolites |  |  | N | N | Not Assigned | Accepted | 11/20/2018 12:02:42 PM
3753 | Endosulfan ether |  |  | Y | N | Not Assigned | Accepted | 9/10/2014 12:00:00 AM
1001 | Endosulfan sulfate | 1031-07-8 | 76737 | N | N | Organics, Pesticide | Accepted | 7/22/2014 12:00:00 AM
6663 | Endosulfan, alpha | 95-99-98 |  | Y | N | Not Assigned | Accepted | 7/10/2017 1:21:39 PM
1002 | Endothall | 145-73-3 | 39560 | N | N | Organics, Pesticide | Accepted | 7/22/2014 12:00:00 AM
1003 | Endrin | 72-20-8 | 4887 | N | N | Organics, Pesticide | Accepted | 7/22/2014 12:00:00 AM
1004 | Endrin aldehyde | 7421-93-4 | 149336 | N | N | Organics, Pesticide | Accepted | 7/22/2014 12:00:00 AM
1005 | Endrin ketone | 53494-70-5 | 299008 | N | N | Organics, Pesticide | Accepted | 7/22/2014 12:00:00 AM
1006 | Enflurane | 13838-16-9 | 962316 | Y | N | Not Assigned | Accepted | 3/2/2007 8:40:53 AM
3631 | Enrofloxacin | 93106-60-6 | 1735930 | N | N | Organics, Other | Accepted | 7/1/2011 4:35:59 PM
6840 | Ensulizole | 27503-81-7 | 245977 | N | N | Not Assigned | Accepted | 11/20/2017 7:30:59 AM
2281 | Enterobacter aerogenes***retired***use Enterobacter aerogenes (Monera) |  | 1852482 | N | N | Not Assigned | Deprecated | 3/2/2007 8:40:53 AM
2282 | Enterobacter cloacae***retired***use Enterobacter cloacae (Monera) |  | 1852490 | N | N | Not Assigned | Deprecated | 3/2/2007 8:40:53 AM
2280 | Enterobacter***retired***use Enterobacter (Monera) |  | 1852474 | N | N | Not Assigned | Deprecated | 3/2/2007 8:40:53 AM
1007 | Enterococcus |  | 763854 | N | N | Microbiological | Accepted | 3/2/2007 8:40:53 AM
3632 | Epi-chlorotetracycline | 101342-45-4 |  | N | N | Organics, Other | Accepted | 7/1/2011 4:35:59 PM
3633 | Epi-iso-chlorotetracycline |  |  | N | N | Organics, Other | Accepted | 7/1/2011 4:35:59 PM
3634 | Epi-oxytetracycline | 14206-58-7 |  | N | N | Organics, Other | Accepted | 7/1/2011 4:36:00 PM
3636 | Epi-tetracycline | 23313-80-6 |  | N | N | Organics, Other | Accepted | 7/1/2011 4:36:00 PM
1008 | Epichlorohydrin | 106-89-8 | 23945 | N | N | Organics, Pesticide | Accepted | 3/2/2007 8:40:53 AM
5651 | Epifaunal Substrate |  |  | N | N | Not Assigned | Accepted | 8/25/2016 1:07:50 PM
3635 | Epitestosterone | 481-30-1 |  | N | N | Organics, Other | Accepted | 7/1/2011 4:36:00 PM
6805 | Eprosartan | 133040-01-4 |  | N | N | Not Assigned | Accepted | 10/27/2017 1:27:27 PM
7288 | EPTC-d14 | 1219794-88-3 |  | N | N | Not Assigned | Accepted | 9/10/2018 8:44:33 AM
2283 | Equilenin | 517-09-9 | 17148271 | Y | N | Organics, Other | Accepted | 3/2/2007 8:40:53 AM
2284 | Equilin | 474-86-2 | 17164005 | Y | N | Organics, Other | Accepted | 3/2/2007 8:40:53 AM
4795 | Equilin-d4 | 285979-79-5 |  | N | N | Not Assigned | Accepted | 3/24/2014 9:00:00 AM
4586 | Equol | 531-95-3 |  | N | N | Not Assigned | Accepted | 7/10/2013 11:19:06 AM
1009 | Erbium | 7440-52-0 | 150094 | N | N | Inorganics, Minor, Metals | Accepted | 7/22/2014 12:00:00 AM
5637 | Eroded Fins Present (Y/N) (choice list) |  |  | N | Y | Not Assigned | Accepted | 6/8/2016 9:44:31 AM
2285 | Erythromycin | 114-07-8 | 1714415 | Y | N | Organics, Other | Accepted | 3/2/2007 8:40:53 AM
4185 | Erythromycin-anhydro | 23893-13-2 | 1827335 | N | N | Organics, Other | Accepted | 5/30/2013 8:42:18 AM
3637 | Erythromycin-H20 |  |  | N | N | Not Assigned | Accepted | 7/1/2011 4:36:00 PM
4797 | Erythromycin-H2O-13C2 |  |  | N | N | Not Assigned | Accepted | 3/24/2014 9:00:00 AM
2286 | Escherichia |  | 1852466 | N | N | Microbiological | Accepted | 3/2/2007 8:40:53 AM
2287 | Escherichia coli | 68583-22-2 | 457804 | N | N | Microbiological | Accepted | 3/2/2007 8:40:53 AM
4505 | Escherichia coli proportional contribution by human (%) |  |  | N | N | Not Assigned | Accepted | 5/30/2013 8:42:18 AM
4504 | Escherichia coli proportional contribution by livestock (%) |  |  | N | N | Not Assigned | Accepted | 5/30/2013 8:42:18 AM
4506 | Escherichia coli proportional contribution by pet (%) |  |  | N | N | Not Assigned | Accepted | 5/30/2013 8:42:18 AM
4507 | Escherichia coli proportional contribution by wildlife (%) |  |  | N | N | Not Assigned | Accepted | 5/30/2013 8:42:18 AM
4186 | Escitalopram | 128196-01-0 |  | N | N | Organics, Other | Accepted | 5/30/2013 8:42:18 AM
1010 | Esfenvalerate | 66230-04-4 | 355552 | N | N | Organics, Pesticide | Accepted | 7/22/2014 12:00:00 AM
1011 | Estradiol | 50-28-2 | 1099 | N | N | Organics, Other | Accepted | 7/22/2014 12:00:00 AM
3560 | Estriol | 50-27-1 | 17163445 | N | N | Organics, Other | Accepted | 7/22/2014 12:00:00 AM
4039 | Estriol-d3 | 79037-36-8 |  | N | N | Organics, Other | Accepted | 3/29/2013 8:42:18 AM
4038 | Estriol-d4 |  |  | N | N | Organics, Other | Accepted | 3/29/2013 8:42:18 AM
2288 | Estrone | 53-16-7 | 1644 | Y | N | Organics, Other | Accepted | 3/2/2007 8:40:54 AM
4040 | Estrone-13C6 |  |  | N | N | Organics, Other | Accepted | 3/29/2013 8:42:18 AM
4041 | Estrone-d4 | 53866-34-5 |  | N | N | Organics, Other | Accepted | 3/29/2013 8:42:18 AM
1012 | Ethalfluralin | 55283-68-6 | 303834 | N | N | Organics, Pesticide | Accepted | 7/22/2014 12:00:00 AM
3604 | Ethanamine, 2-(diphenylmethoxy)-N,N-dimethyl- | 58-73-1 | 2899 | N | N | Organics, Other | Accepted | 7/1/2011 4:34:25 PM
1013 | Ethane | 74-84-0 | 5082 | N | N | Organics, Other | Accepted | 7/22/2014 12:00:00 AM
6860 | Ethane, 1-chloro-1,1-difluoro- | 75-68-3 | 5777 | N | N | Not Assigned | Accepted | 1/11/2018 10:06:52 AM
2296 | Ethane, isothiocyanato- | 542-85-8 | 52480 | Y | N | Not Assigned | Accepted | 3/2/2007 8:40:54 AM
1014 | Ethanol | 64-17-5 | 3822 | Y | N | Organics, Other | Accepted | 3/2/2007 8:40:54 AM
4545 | Ethanol, 2-(4-nonylphenoxy)- | NP1EO | 1714324 | N | N | Not Assigned | Accepted | 7/10/2013 11:19:06 AM
4587 | Ethanol, 2-[2-[2-(4-nonylphenoxy)ethoxy]ethoxy]- | NP3EO |  | N | N | Not Assigned | Accepted | 7/10/2013 11:19:06 AM
4541 | Ethanol, 2-[2-[2-[2-(4-nonylphenoxy)ethoxy]ethoxy]ethoxy]- | NP4EO | 148288 | N | N | Not Assigned | Accepted | 7/10/2013 11:19:06 AM
1015 | Ethanol-d | 925-93-9 | 961300 | Y | N | Organics, Other | Accepted | 3/2/2007 8:40:54 AM
3940 | Ethanone, 1-(2,3-dihydro-1,1,2,3,3,6-hexamethyl-1H-inden-5-yl)- | 15323-35-0 | 199265 | N | N | Organics, Other | Accepted | 12/5/2012 9:32:31 AM
4991 | Ethanone, 1-(2,4-dichlorophenyl)- | 2234-16-4 | 99143 | N | N | Not Assigned | Accepted | 11/21/2014 7:37:17 AM
2029 | Ethanone, 1-(2,5-dichlorophenyl)- | 2476-37-1 | 102970 | Y | N | Not Assigned | Accepted | 3/2/2007 8:40:54 AM
3917 | Ethanone, 1-[6-(1,1-dimethylethyl)-2,3-dihydro-1,1-dimethyl-1H-inden-4-yl]- | 13171-00-1 | 184515 | N | N | Organics, Other | Accepted | 12/4/2012 5:54:34 PM
2293 | Ethinyl estradiol | 57-63-6 | 2626 | N | N | Organics, Other | Accepted | 7/22/2014 12:00:00 AM
1016 | Ethion | 563-12-2 | 54577 | N | N | Organics, Pesticide | Accepted | 7/22/2014 12:00:00 AM
3748 | Ethion monooxon | 17356-42-2 | 17126608 | Y | N | Not Assigned | Accepted | 9/10/2014 12:00:00 AM
1017 | Ethofumesate | 26225-79-6 | 237842 | N | N | Organics, Pesticide | Accepted | 7/22/2014 12:00:00 AM
1018 | Ethoprop | 13194-48-4 | 184630 | N | N | Organics, Pesticide | Accepted | 7/22/2014 12:00:00 AM
2541 | Ethoxylated abietylamine | 51344-60-6 | 759837 | Y | N | Organics, Pesticide | Accepted | 3/2/2007 8:40:54 AM
2237 | Ethoxylated dehydroabietylamine | 51344-62-8 | 291443 | Y | N | Not Assigned | Accepted | 3/2/2007 8:40:54 AM
2539 | Ethoxylated rosin acids | 8050-33-7 | 160051 | Y | N | Not Assigned | Accepted | 3/2/2007 8:40:54 AM
4820 | Ethoxyresorufin-O-de-ethylase | 5725-91-7 |  | N | N | Not Assigned | Accepted | 3/31/2014 9:00:00 AM
1019 | Ethyl acetate | 141-78-6 | 38455 | N | N | Organics, Other | Accepted | 7/22/2014 12:00:00 AM
7117 | Ethyl acrylate | 140-88-5 | 37929 | N | N | Not Assigned | Accepted | 6/7/2018 8:49:38 AM
4018 | Ethyl butyrate | 105-54-4 | 22863 | N | N | Not Assigned | Accepted | 3/20/2013 8:42:18 AM
5147 | Ethyl carbamate | 51-79-6 | 1495 | N | N | Not Assigned | Accepted | 4/14/2015 3:35:03 PM
1020 | Ethyl cinnamate | 103-36-6 | 21352 | N | N | Not Assigned | Accepted | 3/2/2007 8:40:55 AM
1021 | Ethyl ether | 60-29-7 | 3335 | N | N | Organics, Other | Accepted | 7/22/2014 12:00:00 AM
4020 | Ethyl hexanoate | 123-66-0 | 33084 | N | N | Not Assigned | Accepted | 3/20/2013 8:42:18 AM
1022 | Ethyl isobutyrate | 97-62-1 | 17442 | N | N | Not Assigned | Accepted | 3/2/2007 8:40:55 AM
1023 | Ethyl mercaptan | 75-08-1 | 5298 | Y | N | Organics, Pesticide | Accepted | 3/2/2007 8:40:55 AM
1024 | Ethyl methacrylate | 97-63-2 | 17459 | N | N | Organics, Other | Accepted | 7/22/2014 12:00:00 AM
1025 | Ethyl methanesulfonate | 62-50-0 | 3616 | N | N | Organics, Other | Accepted | 7/22/2014 12:00:00 AM
1026 | Ethyl methyl sulfide | 624-89-5 | 63347 | N | N | Not Assigned | Accepted | 3/2/2007 8:40:55 AM
3638 | Ethyl nicotinate-d4 | 66148-16-1 |  | N | N | Not Assigned | Accepted | 7/1/2011 4:36:00 PM
4021 | Ethyl octanoate | 106-32-1 | 23481 | N | N | Not Assigned | Accepted | 3/20/2013 8:42:18 AM
1027 | Ethyl oleate | 111-62-6 | 27714 | N | N | Organics, Pesticide | Accepted | 3/2/2007 8:40:55 AM
4023 | Ethyl propionate | 105-37-3 | 22749 | N | N | Not Assigned | Accepted | 3/20/2013 8:42:18 AM
1028 | Ethyl tert-butyl ether | 637-92-3 | 65953 | Y | N | Organics, Other | Accepted | 3/2/2007 8:40:55 AM
2294 | Ethyl ziram | 14324-55-1 | 194951 | Y | N | Not Assigned | Accepted | 3/2/2007 8:40:55 AM
1029 | Ethylan | 72-56-0 | 4952 | Y | N | Organics, Pesticide | Accepted | 3/2/2007 8:40:55 AM
1030 | Ethylbenzene | 100-41-4 | 19406 | N | N | Organics, Other | Accepted | 7/22/2014 12:00:00 AM
4454 | Ethylcyclohexane | 1678-91-7 | 90639 | N | N | Not Assigned | Accepted | 3/20/2015 1:29:31 PM
1031 | Ethylene | 74-85-1 | 5090 | N | N | Organics, Other | Accepted | 7/22/2014 12:00:00 AM
1032 | Ethylene dibromide | 106-93-4 | 23986 | Y | N | Organics, Pesticide | Accepted | 3/2/2007 8:40:55 AM
1033 | Ethylene glycol | 107-21-1 | 24257 | N | N | Organics, Other | Accepted | 7/22/2014 12:00:00 AM
1034 | Ethylene glycol diethyl ether | 629-14-1 | 64634 | Y | N | Not Assigned | Accepted | 3/2/2007 8:40:55 AM
1035 | Ethylene glycol dinitrate | 628-96-6 | 64527 | N | N | Not Assigned | Accepted | 3/2/2007 8:40:55 AM
1036 | Ethylene glycol monobutyl ether | 111-76-2 | 27847 | Y | N | Organics, Pesticide | Accepted | 3/2/2007 8:40:56 AM
1037 | Ethylene glycol monoethyl ether acetate | 111-15-9 | 27284 | Y | N | Not Assigned | Accepted | 3/2/2007 8:40:56 AM
1038 | Ethylene oxide | 75-21-8 | 5405 | N | N | Organics, Pesticide | Accepted | 3/2/2007 8:40:56 AM
1039 | Ethylene thiourea | 96-45-7 | 16857 | N | N | Organics, Pesticide | Accepted | 7/22/2014 12:00:00 AM
2295 | Ethylenediamine | 107-15-3 | 24208 | Y | N | Not Assigned | Accepted | 3/2/2007 8:40:56 AM
1040 | Ethylenediaminetetraacetic acid | 60-00-4 | 3228 | Y | N | Not Assigned | Accepted | 3/2/2007 8:40:56 AM
4529 | Ethylparaben | 120-47-8 | 31211 | N | N | Not Assigned | Accepted | 7/10/2013 11:19:06 AM
1041 | Ethyltoluene | 25550-14-5 | 233270 | N | N | Not Assigned | Accepted | 3/2/2007 8:40:56 AM
4031 | Ethynylestradiol-d4 | 350820-06-3 |  | N | N | Not Assigned | Accepted | 3/29/2013 8:42:18 AM
4735 | Etoposide | 33419-42-0 | 17001256 | N | N | Not Assigned | Accepted | 3/24/2014 9:00:00 AM
4805 | Etoposide-d3 |  |  | N | N | Not Assigned | Accepted | 3/24/2014 9:00:00 AM
1042 | Etridiazole | 2593-15-9 | 104901 | N | N | Organics, Pesticide | Accepted | 7/22/2014 12:00:00 AM
2297 | Euamoebida |  | 17294570 | N | N | Microbiological | Accepted | 3/2/2007 8:40:56 AM
95 | Eucalyptol | 470-82-6 | 46698 | Y | N | Not Assigned | Accepted | 3/2/2007 8:40:56 AM
3216 | Eugenol | 97-53-0 | 17384 | Y | N | Organics, Other | Accepted | 3/25/2010 9:08:32 AM
1043 | Europium | 7440-53-1 | 150102 | N | N | Inorganics, Minor, Metals | Accepted | 7/22/2014 12:00:00 AM
1044 | Europium-152 | 14683-23-9 | 776773 | N | N | Radiochemical | Accepted | 7/22/2014 12:00:00 AM
1045 | Europium-154 | 15585-10-1 | 777011 | N | N | Radiochemical | Accepted | 7/22/2014 12:00:00 AM
2298 | Europium-155 | 14391-16-3 | 776641 | Y | N | Radiochemical | Accepted | 3/2/2007 8:40:56 AM
1046 | Evaporation |  | 52456977 | N | N | Physical | Accepted | 7/22/2014 12:00:00 AM
4004 | Exchangeable phosphorus |  |  | N | N | Physical | Accepted | 2/19/2013 12:00:00 AM
5771 | External condition (text) |  |  | N | N | Not Assigned | Accepted | 9/5/2017 10:49:26 AM
6360 | Extract volume |  |  | N | N | Not Assigned | Accepted | 2/27/2017 12:23:24 PM
3600 | Extractable fuel hydrocarbons (C13-C22 DRO) |  |  | N | N | Physical | Accepted | 4/2/2015 12:00:00 AM
5612 | Extractable organic matter (EOM) |  |  | N | N | Not Assigned | Accepted | 1/12/2016 11:03:24 AM
5026 | Ezetimibe | 163222-33-1 |  | N | N | Not Assigned | Accepted | 2/2/2015 9:09:31 AM
5027 | Fadrozole | 102676-47-1 |  | N | N | Not Assigned | Accepted | 2/2/2015 9:09:32 AM
3870 | Famotidine | 76824-35-6 | 1736670 | N | N | Organics, Other | Accepted | 7/22/2014 12:00:00 AM
1047 | Famphur | 52-85-7 | 1594 | N | N | Organics, Pesticide | Accepted | 7/22/2014 12:00:00 AM
2299 | Farnesol | 4602-84-0 | 126201 | Y | N | Organics, Other | Accepted | 3/2/2007 8:40:57 AM
3305 | Fast Riffle |  |  | N | N | Information | Accepted | 5/14/2010 3:44:35 PM
4692 | FBDE-69 | 863314-87-8 |  | N | N | Organics, PCBs | Accepted | 7/22/2014 12:00:00 AM
1048 | Fecal Coliform |  | 761692 | N | N | Microbiological | Accepted | 3/2/2007 8:40:57 AM
1049 | Fecal Streptococcus Group Bacteria |  | 763862 | N | N | Microbiological | Accepted | 3/2/2007 8:40:57 AM
6963 | Fecundity |  |  | N | N | Not Assigned | Accepted | 1/31/2018 2:46:25 PM
1050 | Fenamiphos | 22224-92-6 | 221358 | N | N | Organics, Pesticide | Accepted | 7/22/2014 12:00:00 AM
3789 | Fenamiphos Sulfone | 31972-44-8 | 1735475 | N | N | Not Assigned | Accepted | 7/22/2014 12:00:00 AM
3734 | Fenamiphos sulfoxide |  |  | Y | N | Not Assigned | Accepted | 9/10/2014 12:00:00 AM
1051 | Fenarimol | 60168-88-9 | 316356 | N | N | Organics, Pesticide | Accepted | 7/22/2014 12:00:00 AM
3871 | Fenbendazole | 43210-67-9 | 1736672 | N | N | Organics, Other | Accepted | 7/22/2014 12:00:00 AM
4600 | Fenbuconazole | 114369-43-6 | 618793 | N | N | Organics, Pesticide | Accepted | 8/1/2013 11:19:06 AM
5140 | Fenbutatin-oxide | 13356-08-6 | 185488 | N | N | Not Assigned | Accepted | 4/1/2015 3:21:13 PM
1052 | Fenchone | 1195-79-5 | 80796 | N | N | Organics, Pesticide | Accepted | 3/2/2007 8:40:57 AM
2967 | Fenitrothion | 122-14-5 | 32144 | Y | N | Organics, Pesticide | Accepted | 11/20/2007 1:25:44 PM
5028 | Fenofibrate | 49562-28-9 |  | N | N | Not Assigned | Accepted | 2/2/2015 9:09:32 AM
3123 | Fenoxaprop-ethyl | 66441-23-4 | 356030 | Y | N | Not Assigned | Accepted | 4/28/2009 3:40:37 PM
4668 | Fenpropathrin | 39515-41-8 | 279604 | N | N | Organics, Pesticide | Accepted | 7/22/2014 12:00:00 AM
1053 | Fensulfothion | 115-90-2 | 29298 | N | N | Organics, Pesticide | Accepted | 7/22/2014 12:00:00 AM
1054 | Fenthion | 55-38-9 | 1909 | N | N | Organics, Pesticide | Accepted | 7/22/2014 12:00:00 AM
3733 | Fenthion sulfoxide |  |  | Y | N | Not Assigned | Accepted | 9/10/2014 12:00:00 AM
1055 | Fenuron | 101-42-8 | 20081 | N | N | Organics, Pesticide | Accepted | 7/22/2014 12:00:00 AM
1056 | Fenvalerate | 51630-58-1 | 292094 | N | N | Organics, Pesticide | Accepted | 7/22/2014 12:00:00 AM
1057 | Ferbam | 14484-64-1 | 195750 | N | N | Organics, Pesticide | Accepted | 3/2/2007 8:40:57 AM
1188 | Ferric ion | 20074-52-6 | 962647 | Y | N | Inorganics, Minor, Metals | Accepted | 3/2/2007 8:40:57 AM
1189 | Ferrous ion | 15438-31-0 | 199620 | Y | N | Inorganics, Minor, Metals | Accepted | 3/2/2007 8:40:57 AM
3128 | Fertilization |  |  | N | N | Not Assigned | Accepted | 8/12/2009 5:41:03 PM
5029 | Fexofenadine | 83799-24-0 |  | N | N | Not Assigned | Accepted | 2/2/2015 9:09:33 AM
6340 | Field or Lab Anomaly |  |  | N | N | Not Assigned | Accepted | 2/27/2017 9:53:17 AM
3506 | Filamentous Algae covering streambed (choice list) |  |  | N | Y | Information | Accepted | 12/17/2010 6:13:10 PM
5509 | Final Void Ratio |  |  | N | N | Physical | Accepted | 12/21/2015 3:01:37 PM
3523 | Fines < 2 mm, reach pebble count (%) |  |  | N | N | Physical | Accepted | 3/15/2011 2:39:46 PM
3522 | Fines < 2 mm, riffle pebble count (%) |  |  | N | N | Physical | Accepted | 3/15/2011 2:39:44 PM
1058 | Fipronil | 120068-37-3 | 621722 | Y | N | Organics, Pesticide | Accepted | 3/2/2007 8:40:57 AM
4671 | Fipronil Desulfinyl | 205650-65-3 | 1735485 | N | N | Not Assigned | Accepted | 7/22/2014 12:00:00 AM
4672 | Fipronil Sulfide | 120067-83-6 | 17131236 | N | N | Not Assigned | Accepted | 7/22/2014 12:00:00 AM
3790 | Fipronil Sulfone | 120068-36-2 | 1735477 | N | N | Organics, Pesticide | Accepted | 7/22/2014 12:00:00 AM
1059 | FireMaster BP 6 | 59536-65-1 | 650945 | Y | N | Not Assigned | Accepted | 3/2/2007 8:40:57 AM
2300 | Fish Anomalies - Deformities |  | 17164500 | N | N | Physical | Accepted | 3/2/2007 8:40:57 AM
2301 | Fish Anomalies - Erosions |  | 17164518 | N | N | Physical | Accepted | 3/2/2007 8:40:57 AM
2302 | Fish Anomalies - Lesions |  | 17164526 | N | N | Physical | Accepted | 3/2/2007 8:40:58 AM
2303 | Fish Anomalies - Multiples |  | 17164534 | N | N | Physical | Accepted | 3/2/2007 8:40:58 AM
2304 | Fish Anomalies - Tumors |  | 17164542 | N | N | Physical | Accepted | 3/2/2007 8:40:58 AM
2305 | Fish condition factor |  | 1642719 | N | N | Physical | Accepted | 3/2/2007 8:40:58 AM
7469 | Fish Cover - Artificial Structures (choice list) |  |  | N | Y | Not Assigned | Accepted | 10/4/2018 11:02:55 AM
7468 | Fish Cover - Boulders (choice list) |  |  | N | Y | Not Assigned | Accepted | 10/4/2018 11:02:55 AM
7464 | Fish Cover - Brush/Woody Debris <0.3m (SMALL) (choice list) |  |  | N | Y | Not Assigned | Accepted | 10/4/2018 11:02:55 AM
7461 | Fish Cover - Filamentous Algae (choice list) |  |  | N | Y | Not Assigned | Accepted | 10/4/2018 11:02:55 AM
7465 | Fish Cover - Live Trees or Roots (choice list) |  |  | N | Y | Not Assigned | Accepted | 10/4/2018 11:02:55 AM
7462 | Fish Cover - Macrophytes (choice list) |  |  | N | Y | Not Assigned | Accepted | 10/4/2018 11:02:55 AM
7466 | Fish Cover - Overhanging Veg. <=1m of Surface (choice list) |  |  | N | Y | Not Assigned | Accepted | 10/4/2018 11:02:55 AM
7467 | Fish Cover - Undercut Banks (choice list) |  |  | N | Y | Not Assigned | Accepted | 10/4/2018 11:02:55 AM
7463 | Fish Cover - Woody debris >0.3m (BIG) (choice list) |  |  | N | Y | Not Assigned | Accepted | 10/4/2018 11:02:55 AM
2374 | Fish fork length |  | 1642735 | N | N | Physical | Accepted | 3/2/2007 8:40:58 AM
2306 | Fish kill observation |  | 52457314 | N | N | Physical | Accepted | 3/2/2007 8:40:58 AM
2307 | Fish Kill, Severity (choice list) |  | 1647718 | N | Y | Physical | Accepted | 3/2/2007 8:40:58 AM
3507 | Fish presence (choice list) |  |  | N | Y | Information | Accepted | 12/17/2010 6:13:10 PM
2375 | Fish standard length |  | 1642776 | N | N | Biological | Accepted | 3/2/2007 8:40:58 AM
2751 | Fixed dissolved solids |  | 1640358 | N | N | Physical | Accepted | 3/2/2010 8:40:58 AM
2752 | Fixed suspended solids |  | 1640341 | N | N | Physical | Accepted | 3/2/2007 8:40:58 AM
3606 | Flash point |  | 1643188 | N | N | Not Assigned | Accepted | 7/1/2011 4:34:25 PM
2308 | Flavobacterium |  | 17294430 | N | N | Microbiological | Accepted | 7/22/2014 12:00:00 AM
5071 | Flazasulfuron | 104040-78-0 | 698951 | N | N | Not Assigned | Accepted | 3/9/2015 12:58:05 PM
2091 | Floating algae mat - severity (choice list) |  | 1647700 | N | Y | Physical | Accepted | 3/2/2007 8:40:58 AM
4715 | Floating debris (Y/N) (choice list) |  |  | N | Y | Physical | Accepted | 3/24/2014 8:42:18 AM
2309 | Floating debris - severity (choice list) |  | 1641851 | N | Y | Physical | Accepted | 3/2/2007 8:40:58 AM
2310 | Floating Detergent/Soap - Severity (choice list) |  | 1642099 | N | Y | Physical | Accepted | 3/2/2007 8:40:58 AM
4714 | Floating foam/suds (Y/N) (choice list) |  |  | N | Y | Physical | Accepted | 3/24/2014 8:42:18 AM
2311 | Floating foam/suds - severity (choice list) |  | 1642834 | N | Y | Physical | Accepted | 3/2/2007 8:40:58 AM
2312 | Floating Garbage Severity (choice List) |  | 17028242 | N | Y | Physical | Accepted | 3/2/2007 8:40:59 AM
4713 | Floating sewage (Y/N) (choice list) |  |  | N | Y | Physical | Accepted | 3/24/2014 8:42:18 AM
2313 | Floating sewage - severity (choice list) |  | 17294752 | N | Y | Physical | Accepted | 3/2/2007 8:40:59 AM
2742 | Floating sludge - severity (choice list) |  | 1643204 | N | Y | Physical | Accepted | 3/2/2007 8:40:59 AM
2954 | Floating solids or foam |  | 1642826 | N | N | Physical | Accepted | 3/2/2007 8:40:59 AM
2314 | Floating solids, unspecified mix (choice list) |  | 1642826 | N | Y | Physical | Accepted | 3/2/2007 8:40:59 AM
5070 | Flonicamid | 158062-67-0 | 17131749 | N | N | Not Assigned | Accepted | 3/9/2015 12:58:05 PM
2315 | Flow |  | 1643212 | N | N | Physical | Accepted | 3/2/2007 8:40:59 AM
2316 | Flow, runoff |  | 1643386 | N | N | Physical | Accepted | 3/2/2007 8:40:59 AM
2317 | Flow, severity (choice list) |  | 1643394 | N | Y | Physical | Accepted | 3/2/2007 8:40:59 AM
2318 | Flow, stream class (choice list) |  | 1643402 | N | Y | Physical | Accepted | 3/2/2007 8:40:59 AM
2319 | Flow, stream stage (choice list) |  | 1643410 | N | Y | Physical | Accepted | 3/2/2007 8:40:59 AM
1410 | Fluazifop-butyl | 69806-50-4 | 66955 | N | N | Not Assigned | Accepted | 4/8/2015 9:22:14 AM
2320 | Fluazifop-P-butyl | 79241-46-6 | 590828 | Y | N | Organics, Pesticide | Accepted | 3/2/2007 8:40:59 AM
5076 | Flubendiamide | 272451-65-7 | 1734802 | N | N | Not Assigned | Accepted | 3/9/2015 12:58:06 PM
4904 | Flucarbazon-sodium | 181274-17-9 | 17131889 | N | N | Organics, Pesticide | Accepted | 6/6/2014 12:00:00 AM
4903 | Flucarbazone | 145026-88-6 | 1650860 | N | N | Not Assigned | Accepted | 6/6/2014 12:00:00 AM
1061 | Fluchloralin | 33245-39-5 | 264085 | N | N | Organics, Pesticide | Accepted | 7/22/2014 12:00:00 AM
5030 | Fluconazole | 86386-73-4 |  | N | N | Organics, Other | Accepted | 2/2/2015 9:09:33 AM
2321 | Flucythrinate | 70124-77-5 | 520262 | Y | N | Organics, Pesticide | Accepted | 3/2/2007 8:40:59 AM
5117 | Fludioxonil | 131341-86-1 | 627281 | N | N | Not Assigned | Accepted | 4/1/2015 3:21:12 PM
3494 | Flufenacet | 142459-58-3 | 964510 | Y | N | Organics, Pesticide | Accepted | 11/29/2010 4:53:47 PM
3639 | Flufenacet OA | 201668-31-7 |  | N | N | Organics, Pesticide | Accepted | 7/1/2011 4:36:00 PM
4559 | Flumequine | 42835-25-6 | 1735854 | N | N | Not Assigned | Accepted | 7/10/2013 11:19:06 AM
4601 | Flumetsulam | 98967-40-9 | 609586 | N | N | Organics, Pesticide | Accepted | 7/22/2014 12:00:00 AM
6986 | Flumioxazin | 103361-09-7 | 964478 | N | N | Organics, Pesticide | Accepted | 5/22/2018 11:43:06 AM
3874 | Flunitrazepam | 1622-62-4 | 1736880 | N | N | Organics, Other | Accepted | 7/22/2014 12:00:00 AM
4588 | Fluocinonide | 356-12-7 |  | N | N | Not Assigned | Accepted | 7/10/2013 11:19:06 AM
1063 | Fluometuron | 2164-17-2 | 98004 | N | N | Organics, Pesticide | Accepted | 7/22/2014 12:00:00 AM
1064 | Fluoranthene | 206-44-0 | 40691 | Y | N | Organics, Other | Accepted | 3/2/2007 8:40:59 AM
3926 | Fluoranthene-1,2,3,4,5,6,7,8,9,10-d10 | 93951-69-0 | 1734633 | N | N | Organics, Other | Accepted | 7/22/2014 12:00:00 AM
4026 | Fluoranthene-d10 | 93951-69-0 | 1734633 | N | N | Not Assigned | Accepted | 3/29/2013 8:42:18 AM
1065 | Fluoranthenes and pyrenes, total |  | 52450525 | N | N | Not Assigned | Accepted | 1/30/2014 8:40:59 AM
1066 | Fluorene | 86-73-7 | 10892 | Y | N | Organics, Other | Accepted | 3/2/2007 8:40:59 AM
5245 | Fluorene,2,4A-Dihydro- | 59247-36-8 |  | N | N | Not Assigned | Accepted | 4/23/2015 1:08:30 PM
4736 | Fluorene-d10 | 81103-79-9 | 17295718 | N | N | Not Assigned | Accepted | 3/24/2014 9:00:00 AM
2994 | Fluorescein | 2321-07-5 | 100198 | Y | N | Not Assigned | Accepted | 1/9/2008 10:25:40 AM
1067 | Fluoride | 16984-48-8 | 206706 | Y | N | Inorganics, Major, Non-metals | Accepted | 3/2/2007 8:41:00 AM
1068 | Fluorine | 7782-41-4 | 154286 | N | N | Inorganics, Major, Non-metals | Accepted | 7/22/2014 12:00:00 AM
1069 | Fluorobenzene | 462-06-6 | 46409 | N | N | Not Assigned | Accepted | 7/22/2014 12:00:00 AM
1062 | Fluoroboric acid | 16872-11-0 | 205906 | N | N | Not Assigned | Accepted | 3/2/2007 8:41:00 AM
4998 | Fluoroethyldiaminotriazine (FDAT) |  |  | N | N | Not Assigned | Accepted | 11/24/2014 9:59:14 AM
4953 | Fluorotrichloromethane | 75-69-4 |  | N | N | Not Assigned | Accepted | 10/17/2014 12:00:00 AM
1967 | Fluorotrimethylsilane | 420-56-4 | 45112 | Y | N | Not Assigned | Accepted | 3/2/2007 8:41:00 AM
5073 | Fluoxastrobin | 361377-29-9 | 1734808 | N | N | Not Assigned | Accepted | 3/9/2015 12:58:05 PM
4560 | Fluoxetine | 54910-89-3 | 1735870 | N | N | Not Assigned | Accepted | 7/10/2013 11:19:06 AM
2569 | Fluoxetine hydrochloride | 56296-78-7 | 17156316 | Y | N | Organics, Other | Accepted | 3/2/2007 8:41:00 AM
4752 | Fluoxetine-d5 | 1173020-43-3 |  | N | N | Not Assigned | Accepted | 3/24/2014 9:00:00 AM
3857 | Fluoxetine-D6 |  |  | N | N | Organics, Other | Accepted | 7/22/2014 12:00:00 AM
2816 | Flupyradifurone | 951659-40-8 |  | N | N | Not Assigned | Accepted | 7/18/2016 10:51:51 AM
3875 | Flurazepam | 17617-23-1 | 1736882 | N | N | Organics, Other | Accepted | 7/22/2014 12:00:00 AM
1070 | Fluridone | 59756-60-4 | 315366 | N | N | Organics, Pesticide | Accepted | 7/22/2014 12:00:00 AM
4602 | Fluroxypyr | 69377-81-7 | 963637 | N | N | Organics, Pesticide | Accepted | 8/1/2013 11:19:06 AM
5119 | Fluroxypyr 1-methylheptyl ester | 81406-37-3 | 963793 | N | N | Not Assigned | Accepted | 4/1/2015 3:21:12 PM
5123 | Fluthiacet-methyl | 117337-19-6 | 17131194 | N | N | Not Assigned | Accepted | 4/1/2015 3:21:13 PM
7724 | Fluticasone | 90566-53-3 |  | Y | N | Organics, Other | Accepted | 2/11/2019 10:11:24 AM
4170 | Fluticasone propionate | 80474-14-2 | 1735779 | N | N | Organics, Other | Accepted | 5/30/2013 8:42:18 AM
3483 | Flutolanil | 66332-96-5 | 355859 | Y | N | Organics, Pesticide | Accepted | 11/29/2010 4:53:09 PM
4616 | Flutriafol | 76674-21-0 | 696260 | N | N | Organics, Pesticide | Accepted | 8/1/2013 11:19:06 AM
2322 | Fluvalinate | 69409-94-5 | 515775 | Y | N | Organics, Pesticide | Accepted | 3/2/2007 8:41:00 AM
5064 | Fluvoxamine | 54739-18-3 |  | N | N | Not Assigned | Accepted | 3/9/2015 12:21:59 PM
5398 | Fluxapyroxad | 907204-31-3 | 1734973 | N | N | Not Assigned | Accepted | 9/14/2015 9:09:16 AM
1071 | Folpet | 133-07-3 | 35808 | N | N | Organics, Pesticide | Accepted | 7/22/2014 12:00:00 AM
6987 | Fomesafen | 72178-02-0 | 556662 | N | N | Not Assigned | Accepted | 5/22/2018 11:43:06 AM
1072 | Fonofos | 944-22-9 | 74971 | Y | N | Organics, Pesticide | Accepted | 3/2/2007 8:41:00 AM
3732 | Fonofos oxon |  |  | Y | N | Not Assigned | Accepted | 9/10/2014 12:00:00 AM
4926 | Foramsulfuron | 173159-57-4 | 17131814 | N | N | Organics, Pesticide | Accepted | 6/19/2014 12:00:00 AM
5762 | Forest Age (choice list) |  |  | N | Y | Physical | Accepted | 9/1/2016 3:31:26 PM
1073 | Formaldehyde | 50-00-0 | 1008 | Y | N | Organics, Other | Accepted | 3/2/2007 8:41:00 AM
4246 | Formation code |  |  | N | N | Physical | Accepted | 5/30/2013 8:42:18 AM
2323 | Formetanate hydrochloride | 23422-53-9 | 223883 | Y | N | Organics, Pesticide | Accepted | 3/2/2007 8:41:00 AM
1074 | Formic acid | 64-18-6 | 3830 | N | N | Organics, Pesticide | Accepted | 3/2/2007 8:41:00 AM
4590 | Formononetin | 485-72-3 |  | N | N | Not Assigned | Accepted | 7/10/2013 11:19:06 AM
1075 | Fosamine-ammonium | 25954-13-6 | 236042 | N | N | Organics, Pesticide | Accepted | 3/2/2007 8:41:00 AM
7120 | Fractionated particulate size |  | 17122094 | N | N | Not Assigned | Accepted | 6/7/2018 8:49:38 AM
6910 | Free Liquids |  |  | N | N | Not Assigned | Accepted | 1/26/2018 5:36:19 PM
5401 | Free liquids in sludge |  | 1643493 | N | N | Not Assigned | Accepted | 9/28/2015 8:29:33 AM
1076 | Free mineral acidity (FMA) |  | 1643501 | N | N | Physical | Accepted | 3/2/2007 8:41:00 AM
5652 | Frequency of Reoxygenation |  |  | N | N | Not Assigned | Accepted | 8/25/2016 1:07:51 PM
5508 | FrictionAngle |  |  | N | N | Not Assigned | Accepted | 12/21/2015 3:01:37 PM
4662 | Fucoxanthin | 3351-86-8 |  | N | N | Not Assigned | Accepted | 7/22/2014 12:00:00 AM
5422 | Fuel oil #5 | 70892-11-4 | 17075227 | N | N | Not Assigned | Accepted | 12/10/2015 11:42:05 AM
5423 | Fuel oil #6 | 68553-00-4 | 453886 | N | N | Not Assigned | Accepted | 12/10/2015 11:42:05 AM
1077 | Fuel oil no. 1 | 70892-10-3 | 713495 | N | N | Not Assigned | Accepted | 3/2/2007 8:41:00 AM
1078 | Fuel oil no. 2 | 68476-30-2 | 439174 | N | N | Not Assigned | Accepted | 7/22/2014 12:00:00 AM
3656 | Fuel, Diesel Range (C10 - C32) |  |  | N | N | Not Assigned | Accepted | 10/23/2014 12:00:00 AM
3622 | Fuel, Diesel Range (C10-C22) |  |  | N | N | Not Assigned | Accepted | 10/23/2014 12:00:00 AM
3615 | Fuel, Diesel Range (C10-C28) |  |  | N | N | Not Assigned | Accepted | 10/23/2014 12:00:00 AM
3625 | Fuel, Diesel Range (C22-C32) |  |  | N | N | Not Assigned | Accepted | 10/23/2014 12:00:00 AM
3603 | Fuel, Gasoline Range (C10-C28) |  |  | N | N | Not Assigned | Accepted | 10/23/2014 12:00:00 AM
3658 | Fuel, Gasoline Range (C6-C10) |  |  | N | N | Not Assigned | Accepted | 10/23/2014 12:00:00 AM
2324 | Fungi |  | 763920 | N | N | Microbiological | Accepted | 3/2/2007 8:41:01 AM
1079 | Furan | 110-00-9 | 26328 | N | N | Not Assigned | Accepted | 3/2/2007 8:41:01 AM
1080 | Furancarboxylic acid | 26447-28-9 | 239574 | N | N | Not Assigned | Accepted | 3/2/2007 8:41:01 AM
1081 | Furfural | 98-01-1 | 17699 | N | N | Not Assigned | Accepted | 3/2/2007 8:41:01 AM
3561 | Furosemide | 54-31-9 | 17002023 | N | N | Organics, Other | Accepted | 7/22/2014 12:00:00 AM
1082 | Gadolinium | 7440-54-2 | 150110 | N | N | Inorganics, Minor, Metals | Accepted | 7/22/2014 12:00:00 AM
2325 | Gage height |  | 17164583 | N | N | Physical | Accepted | 3/2/2007 8:41:01 AM
1083 | Gallium | 7440-55-3 | 150128 | N | N | Inorganics, Minor, Metals | Accepted | 7/22/2014 12:00:00 AM
4085 | Gallium-67 | 14119-09-6 | 52457843 | N | N | Not Assigned | Accepted | 5/1/2013 8:42:18 AM
685 | Gamma linolenic acid | 506-26-3 |  | N | N | Not Assigned | Accepted | 10/5/2016 10:50:33 AM
5769 | gamma-Chlordane | 5566-34-7 | 133777 | N | N | Not Assigned | Accepted | 11/10/2016 1:28:20 PM
5770 | gamma-HCH (Lindane) |  |  | N | N | Not Assigned | Accepted | 11/10/2016 1:28:20 PM
2326 | Gas bubble severity (choice list) |  | 1643527 | N | Y | Physical | Accepted | 3/2/2007 8:41:01 AM
6911 | Gas Range Organics (C6-C10) |  |  | N | N | Not Assigned | Accepted | 1/26/2018 5:36:19 PM
1084 | Gasoline | 86290-81-5 | 599746 | Y | N | Not Assigned | Accepted | 3/2/2007 8:41:01 AM
5098 | Gasoline blending pyrolyzate derived naphtha raffinate distillates (petroleum) | 68425-29-6 | 430041 | N | N | Not Assigned | Accepted | 3/12/2015 11:57:10 AM
1085 | Gasoline range organics |  | 52450913 | Y | N | Organics, Other | Accepted | 3/2/2007 8:41:01 AM
5145 | Gasoline range organics (C6-C12 GRO) |  |  | N | N | Not Assigned | Accepted | 4/2/2015 7:59:18 AM
3924 | Gemfibrozil | 25812-30-0 | 1735691 | N | N | Organics, Other | Accepted | 7/22/2014 12:00:00 AM
3858 | Gemfibrozil-D6 | 1184986-45-5 | 1736858 | N | N | Organics, Other | Accepted | 7/22/2014 12:00:00 AM
2327 | General observation (text) |  | 1643550 | N | N | Physical | Accepted | 3/2/2007 8:41:01 AM
2328 | General pathology (text) |  | 1643568 | N | N | Physical | Accepted | 3/2/2007 8:41:01 AM
2329 | Gentamicin | 1403-66-3 | 961466 | Y | N | Not Assigned | Accepted | 3/2/2007 8:41:01 AM
5320 | Geosmin | 19700-21-1 |  | N | N | Not Assigned | Accepted | 5/22/2015 7:38:50 AM
1086 | Germanium | 7440-56-4 | 150136 | N | N | Inorganics, Minor, Non-metals | Accepted | 7/22/2014 12:00:00 AM
2330 | Giardia |  | 761718 | N | N | Microbiological | Accepted | 3/2/2007 8:41:01 AM
2331 | Giardia lamblia |  | 761726 | N | N | Microbiological | Accepted | 3/2/2007 8:41:02 AM
2332 | Girth |  | 1643576 | N | N | Physical | Accepted | 3/2/2007 8:41:02 AM
3925 | Glipizide | 29094-61-9 | 1735693 | N | N | Organics, Other | Accepted | 7/22/2014 12:00:00 AM
4755 | Glipizide-d11 | 1189426-07-0 |  | N | N | Not Assigned | Accepted | 3/24/2014 9:00:00 AM
6994 | Glufosinate-ammonium | 77182-82-2 | 589234 | N | N | Not Assigned | Accepted | 5/22/2018 11:43:06 AM
3954 | Glyburide | 10238-21-8 | 1735667 | N | N | Not Assigned | Accepted | 12/5/2012 11:36:01 AM
4756 | Glyburide-d3 | 1219803-02-7 |  | N | N | Not Assigned | Accepted | 3/24/2014 9:00:00 AM
1676 | Glycidylaldehyde | 765-34-4 | 69716 | N | N | Not Assigned | Accepted | 9/23/2016 9:21:01 AM
2334 | Glycine | 56-40-6 | 2154 | Y | N | Not Assigned | Accepted | 3/2/2007 8:41:02 AM
3202 | Glycine, N-(aminoiminomethyl)-N-methyl- | 57-00-1 | 2378 | Y | N | Not Assigned | Accepted | 3/25/2010 9:08:31 AM
3138 | Glycine-7-amido-4-methylcoumarin |  |  | N | N | Not Assigned | Accepted | 7/22/2014 12:00:00 AM
4591 | Glycitein | 40957-83-3 |  | N | N | Not Assigned | Accepted | 7/10/2013 11:19:06 AM
2335 | Glycolic acid | 79-14-1 | 7633 | Y | N | Not Assigned | Accepted | 3/2/2007 8:41:02 AM
5143 | Glycoprotein (ZP3 and PZP) |  |  | N | N | Not Assigned | Accepted | 4/1/2015 3:21:13 PM
1087 | Glyphosate | 1071-83-6 | 77438 | Y | N | Organics, Pesticide | Accepted | 3/2/2007 8:41:02 AM
5125 | Glyphosate-isopropylammonium | 38641-94-0 | 277277 | N | N | Not Assigned | Accepted | 4/1/2015 3:21:13 PM
1088 | Gold | 7440-57-5 | 150144 | Y | N | Inorganics, Minor, Metals | Accepted | 3/2/2007 8:41:02 AM
5136 | Gonadotropin Releasing Hormone (GnRH) |  |  | N | N | Not Assigned | Accepted | 4/1/2015 3:21:13 PM
6975 | Goose copies |  |  | N | N | Not Assigned | Accepted | 1/31/2018 3:28:59 PM
6970 | Goose host % |  |  | N | N | Not Assigned | Accepted | 1/31/2018 3:28:59 PM
511 | Gran acid neutralizing capacity |  | 1643584 | N | N | Physical | Accepted | 3/2/2007 8:41:02 AM
3419 | Gravimetric water content |  |  | N | N | Physical | Accepted | 8/3/2010 9:32:10 AM
3717 | Grazing or other Habitat Disruptive Pressure (choice list) |  |  | N | Y | Information | Accepted | 3/6/2012 6:55:31 PM
3296 | Grid count |  |  | N | N | Physical | Accepted | 4/26/2010 1:50:09 PM
2336 | Gross alpha radioactivity, (Americium-241 ref std) |  |  | Y | N | Radiochemical | Accepted | 3/2/2007 8:41:02 AM
2337 | Gross alpha radioactivity, (nat-Uranium ref std) |  |  | Y | N | Radiochemical | Accepted | 3/2/2007 8:41:02 AM
2338 | Gross alpha radioactivity, (Plutonium-239 ref std) |  |  | Y | N | Radiochemical | Accepted | 3/2/2007 8:41:02 AM
3682 | Gross alpha radioactivity, (Thorium-230 ref std) |  |  | N | N | Radiochemical | Accepted | 10/24/2011 5:09:23 PM
3517 | Gross beta radioactivity, (Cesium-137 ref std) |  |  | N | N | Radiochemical | Accepted | 2/1/2011 6:37:48 PM
3518 | Gross beta radioactivity, (Strontium-Yttrium-90 ref std) |  |  | N | N | Radiochemical | Accepted | 2/1/2011 6:37:48 PM
4086 | Gross-Uranium | 7440-61-1 | 150185 | N | N | Not Assigned | Accepted | 5/1/2013 8:42:18 AM
5703 | Ground Coverage Bare (choice list) |  |  | N | Y | Physical | Accepted | 4/11/2017 12:00:00 AM
5702 | Ground Coverage Herbaceous (choice list) |  |  | N | Y | Physical | Accepted | 4/11/2017 12:00:00 AM
3516 | Growth |  |  | N | N | Physical | Accepted | 12/21/2010 3:01:43 PM
1090 | Guaiacol | 90-05-1 | 12823 | Y | N | Not Assigned | Accepted | 3/2/2007 8:41:02 AM
3509 | Habitat rating (choice list) |  |  | N | Y | Information | Accepted | 12/17/2010 6:13:10 PM
3521 | Habitat rating, % of ideal |  |  | N | N | Information | Accepted | 3/15/2011 2:31:19 PM
5660 | Habitat Total Score |  |  | N | N | Not Assigned | Accepted | 8/25/2016 4:07:27 PM
3417 | Habitat Type (choice list) |  |  | N | Y | Not Assigned | Accepted | 4/11/2017 12:00:00 AM
1091 | Hafnium | 7440-58-6 | 150151 | Y | N | Inorganics, Minor, Metals | Accepted | 3/2/2007 8:41:02 AM
6424 | Halauxifen acid | 943832-60-8 |  | N | N | Not Assigned | Accepted | 4/6/2017 10:15:46 AM
6423 | Halauxifen-methyl | 943831-98-9 | 1826559 | N | N | Not Assigned | Accepted | 4/6/2017 10:15:46 AM
1092 | Halides |  | 966887 | Y | N | Not Assigned | Accepted | 3/2/2007 8:41:02 AM
1093 | Haloacetic acids |  | 52450897 | Y | N | Organics, Other | Accepted | 3/2/2007 8:41:02 AM
3030 | Halofenozide | 112226-61-6 | 617555 | N | N | Organics, Pesticide | Accepted | 7/3/2008 12:21:28 PM
1094 | Halogen |  | 966895 | Y | N | Not Assigned | Accepted | 3/2/2007 8:41:02 AM
1095 | Halogenated organics |  | 966242 | Y | N | Organics, Other | Accepted | 3/2/2007 8:41:02 AM
1096 | Halon 1011 | 74-97-5 | 5199 | N | N | Organics, Other | Accepted | 7/22/2014 12:00:00 AM
3488 | Halosulfuron-methyl | 100784-20-1 | 698704 | Y | N | Organics, Pesticide | Accepted | 11/29/2010 4:53:09 PM
1097 | Hardness, Ca, Mg |  | 1640416 | N | N | Physical | Accepted | 7/22/2014 12:00:00 AM
4006 | Hardness, Calcium |  | 1640275 | N | N | Physical | Accepted | 7/22/2014 12:00:00 AM
1098 | Hardness, carbonate |  | 1640424 | N | N | Physical | Accepted | 7/22/2014 12:00:00 AM
2339 | Hardness, magnesium |  | 17294703 | Y | N | Physical | Accepted | 3/2/2007 8:41:03 AM
1099 | Hardness, non-carbonate |  | 1640432 | N | N | Physical | Accepted | 7/22/2014 12:00:00 AM
7060 | Harmful Algal Blooms Present (Y/N) (choice list) |  |  | N | Y | Not Assigned | Accepted | 5/21/2018 8:34:37 AM
2340 | Hartmannella |  | 17294372 | N | N | Microbiological | Accepted | 3/2/2007 8:41:03 AM
2341 | Hartmannella limax |  | 17294380 | N | N | Microbiological | Accepted | 3/2/2007 8:41:03 AM
2342 | Hartmannella vermiformis |  | 17294398 | N | N | Microbiological | Accepted | 3/2/2007 8:41:03 AM
5269 | HBDE-139L |  |  | N | N | Not Assigned | Accepted | 4/23/2015 2:18:07 PM
5099 | HCFC-122a | 354-15-4 | 1737908 | Y | N | Not Assigned | Accepted | 3/12/2015 12:25:15 PM
1100 | HCFC-123 | 306-83-2 | 41855 | Y | N | Organics, Other | Accepted | 3/2/2007 8:41:03 AM
3031 | HCFC-123A | 354-23-4 | 43471 | N | N | Organics, Other | Accepted | 7/3/2008 12:21:28 PM
1101 | HCFC-21 | 75-43-4 | 5579 | Y | N | Organics, Other | Accepted | 3/2/2007 8:41:03 AM
1102 | HCFC-22 | 75-45-6 | 5595 | N | N | Organics, Other | Accepted | 7/22/2014 12:00:00 AM
783 | HCFC-31 | 593-70-4 | 57463 | N | N | Organics, Other | Accepted | 7/22/2014 12:00:00 AM
2343 | Height |  | 1643667 | N | N | Physical | Accepted | 3/2/2007 8:41:03 AM
5301 | Height (From Surface) |  |  | N | N | Not Assigned | Accepted | 5/4/2015 7:44:14 AM
831 | Height, gage |  | 17164583 | N | N | Not Assigned | Accepted | 10/3/2016 2:07:09 PM
1103 | Helium | 7440-59-7 | 150169 | Y | N | Not Assigned | Accepted | 3/2/2007 8:41:03 AM
2344 | Helleborein | 1399-70-8 | 961433 | Y | N | Not Assigned | Accepted | 3/2/2007 8:41:03 AM
1388 | Heneicosane | 629-94-7 | 64972 | Y | N | Not Assigned | Accepted | 3/2/2007 8:41:03 AM
1389 | Hentriacontane | 630-04-6 | 52450103 | Y | N | Not Assigned | Accepted | 3/2/2007 8:41:03 AM
1104 | Heptachlor | 76-44-8 | 6262 | N | N | Organics, Pesticide | Accepted | 7/22/2014 12:00:00 AM
1105 | Heptachlor epoxide | 1024-57-3 | 76661 | N | N | Organics, Pesticide | Accepted | 7/22/2014 12:00:00 AM
3817 | heptachlor epoxide A | 28044-83-9 | 17026774 | N | N | Not Assigned | Accepted | 10/11/2012 7:00:00 AM
663 | Heptachloro-2-norbornene | 28680-45-7 | 250407 | Y | N | Not Assigned | Accepted | 3/2/2007 8:41:04 AM
1107 | Heptachlorobiphenyl | 28655-71-2 | 250308 | Y | N | Not Assigned | Accepted | 3/2/2007 8:41:04 AM
1108 | Heptachlorodibenzo-p-dioxin | 37871-00-4 | 275438 | Y | N | Organics, Other | Accepted | 7/22/2014 12:00:00 AM
3364 | Heptachlorodibenzofuran | 38998-75-3 | 278200 | Y | N | Organics, Other | Accepted | 7/22/2014 12:00:00 AM
1390 | Heptacosane | 593-49-7 | 57380 | Y | N | Organics, Other | Accepted | 3/2/2007 8:41:04 AM
1391 | Heptadecane | 629-78-7 | 64915 | Y | N | Not Assigned | Accepted | 3/2/2007 8:41:04 AM
684 | Heptadecanoic acid | 506-12-7 | 48934 | N | N | Not Assigned | Accepted | 10/5/2016 10:50:33 AM
3114 | Heptafluorobutyric acid | 375-22-4 | 44370 | N | N | Organics, Other | Accepted | 10/21/2008 1:46:28 PM
1109 | Heptanal | 111-71-7 | 27805 | Y | N | Not Assigned | Accepted | 3/2/2007 8:41:04 AM
1110 | Heptane | 142-82-5 | 38984 | Y | N | Not Assigned | Accepted | 3/2/2007 8:41:04 AM
6884 | Heptane, 2,3,6-trimethyl- | 4032-93-3 |  | N | N | Not Assigned | Accepted | 1/11/2018 10:06:53 AM
1111 | Heptanoic acid | 111-14-8 | 27276 | Y | N | Not Assigned | Accepted | 3/2/2007 8:41:04 AM
4992 | Heptanoic acid, 2-ethyl- | 3274-29-1 | 113951 | N | N | Not Assigned | Accepted | 11/21/2014 7:37:18 AM
4019 | Heptanoic acid, ethyl ester | 106-30-9 | 23465 | N | N | Not Assigned | Accepted | 3/20/2013 8:42:18 AM
1112 | Heptanol | 53535-33-4 | 299255 | Y | N | Not Assigned | Accepted | 3/2/2007 8:41:04 AM
1113 | Heptene | 25339-56-4 | 232199 | Y | N | Not Assigned | Accepted | 3/2/2007 8:41:04 AM
1114 | Herbicide mix, unspecified |  | 966572 | Y | N | Organics, Pesticide | Accepted | 3/2/2007 8:41:04 AM
606 | Heterotrophic bacteria |  | 761734 | N | N | Microbiological | Accepted | 7/22/2014 12:00:00 AM
2346 | Hexabromobenzene | 87-82-1 | 11395 | Y | N | Organics, Other | Accepted | 3/2/2007 8:41:04 AM
7493 | Hexabromocyclododecane | 3194-55-6 |  | N | N | Not Assigned | Accepted | 10/18/2018 6:46:02 PM
5391 | Hexabromocyclododecane, alpha- | 134237-50-6 | 1736094 | N | N | Not Assigned | Accepted | 7/31/2015 12:52:18 PM
5392 | Hexabromocyclododecane, beta- | 134237-51-7 | 1736096 | N | N | Not Assigned | Accepted | 7/31/2015 12:52:17 PM
5393 | Hexabromocyclododecane, gamma- | 134237-52-8 | 1736098 | N | N | Not Assigned | Accepted | 7/31/2015 12:52:17 PM
3209 | Hexabromodiphenyl ether | 36483-60-0 | 271502 | Y | N | Not Assigned | Accepted | 3/25/2010 9:08:31 AM
1115 | Hexachlorobenzene | 118-74-1 | 30346 | Y | N | Organics, Pesticide | Accepted | 3/2/2007 8:41:04 AM
1116 | Hexachlorobenzine |  | 967596 | N | N | Not Assigned | Accepted | 7/22/2014 12:00:00 AM
1117 | Hexachlorobiphenyl | 26601-64-9 | 240572 | Y | N | Not Assigned | Accepted | 3/2/2007 8:41:05 AM
1118 | Hexachlorobutadiene | 87-68-3 | 11346 | Y | N | Organics, Other | Accepted | 3/2/2007 8:41:05 AM
1119 | Hexachlorobutene |  | 967570 | Y | N | Organics, Other | Accepted | 3/2/2018 10:57:32 AM
1120 | Hexachlorocyclohexane | 27154-44-5 | 244178 | Y | N | Organics, Pesticide | Accepted | 3/2/2007 8:41:05 AM
1121 | Hexachlorocyclopentadiene | 77-47-4 | 6494 | N | N | Organics, Pesticide | Accepted | 7/22/2014 12:00:00 AM
1122 | Hexachlorodibenzo-p-dioxin | 34465-46-8 | 266965 | Y | N | Organics, Pesticide | Accepted | 3/2/2007 8:41:05 AM
3366 | Hexachlorodibenzofuran | 55684-94-1 | 304824 | Y | N | Organics, Other | Accepted | 7/22/2014 12:00:00 AM
1123 | Hexachloroethane | 67-72-1 | 4341 | N | N | Organics, Other | Accepted | 7/22/2014 12:00:00 AM
1125 | Hexachlorophene | 70-30-4 | 4622 | N | N | Organics, Pesticide | Accepted | 7/22/2014 12:00:00 AM
1126 | Hexachloropropene | 1888-71-7 | 93849 | N | N | Organics, Other | Accepted | 7/22/2014 12:00:00 AM
1392 | Hexacosane | 630-01-3 | 65011 | Y | N | Organics, Other | Accepted | 3/2/2007 8:41:05 AM
6881 | Hexadecanamide | 629-54-9 | 64790 | N | N | Not Assigned | Accepted | 1/11/2018 10:06:52 AM
1393 | Hexadecane | 544-76-3 | 52852 | Y | N | Organics, Other | Accepted | 3/2/2007 8:41:05 AM
5212 | Hexadecane, 2,6,11,15-tetramethyl- | 504-44-9 | 1734495 | N | N | Not Assigned | Accepted | 4/14/2015 3:35:05 PM
3930 | Hexaflumuron | 86479-06-3 | 599928 | N | N | Organics, Pesticide | Accepted | 7/22/2014 12:00:00 AM
1128 | Hexafluoropropene | 116-15-4 | 29405 | N | N | Not Assigned | Accepted | 3/2/2007 8:41:05 AM
1129 | Hexaldehyde | 66-25-1 | 4085 | Y | N | Not Assigned | Accepted | 3/2/2007 8:41:05 AM
1130 | Hexamethylbenzene | 87-85-4 | 11429 | N | N | Not Assigned | Accepted | 3/2/2007 8:41:05 AM
2348 | Hexamethylcyclotrisiloxane | 541-05-9 | 52027 | Y | N | Not Assigned | Accepted | 3/2/2007 8:41:05 AM
7118 | Hexamethylene-1,6-diisocyanate | 822-06-0 | 71209 | N | N | Not Assigned | Accepted | 6/7/2018 8:49:38 AM
1131 | Hexamethylphosphoramide | 680-31-9 | 67314 | N | N | Not Assigned | Accepted | 7/22/2014 12:00:00 AM
6886 | Hexanal, 2-ethyl- | 123-05-7 | 32722 | N | N | Not Assigned | Accepted | 1/11/2018 10:06:53 AM
1132 | Hexane | 110-54-3 | 26740 | N | N | Organics, Other | Accepted | 7/22/2014 12:00:00 AM
4220 | Hexane extraction percent fat |  |  | N | N | Not Assigned | Accepted | 5/30/2013 8:42:18 AM
1133 | Hexanoic acid | 142-62-1 | 38877 | N | N | Not Assigned | Accepted | 7/22/2014 12:00:00 AM
1134 | Hexanol | 25917-35-5 | 235812 | N | N | Not Assigned | Accepted | 1/30/2014 8:41:06 AM
1135 | Hexanone | 30637-87-7 | 962969 | N | N | Not Assigned | Accepted | 3/2/2007 8:41:06 AM
2818 | Hexasulfur | 13798-23-7 | 17163833 | Y | N | Not Assigned | Accepted | 3/2/2007 8:41:06 AM
3661 | Hexatriacontane | 630-06-8 | 65045 | N | N | Organics, Other | Accepted | 7/29/2011 11:44:48 AM
1136 | Hexazinone | 51235-04-2 | 291062 | N | N | Organics, Pesticide | Accepted | 7/22/2014 12:00:00 AM
1137 | Hexene | 25264-93-1 | 231464 | N | N | Not Assigned | Accepted | 3/2/2007 8:41:06 AM
6887 | Hexylene Glycol | 107-41-5 | 24364 | N | N | Not Assigned | Accepted | 1/11/2018 10:06:53 AM
3605 | HFC-134a | 811-97-2 | 70623 | N | N | Organics, Pesticide | Accepted | 7/1/2011 4:34:25 PM
2017 | HFC-152a | 75-37-6 | 5553 | Y | N | Organics, Other | Accepted | 3/2/2007 8:41:06 AM
1138 | HFC-365mfc | 406-58-6 | 708818 | N | N | Organics, Other | Accepted | 3/2/2007 8:41:06 AM
3367 | High-temperature coal tar pitch | 65996-93-2 | 351627 | N | N | Organics, Pesticide | Accepted | 5/24/2010 11:03:17 AM
2350 | Hilsenhoff Biotic Index |  | 17164377 | N | N | Physical | Accepted | 3/2/2007 8:41:06 AM
1139 | Holmium | 7440-60-0 | 150177 | N | N | Inorganics, Minor, Metals | Accepted | 7/22/2014 12:00:00 AM
3086 | Homoanatoxin | 142926-86-1 |  | N | N | Not Assigned | Accepted | 5/20/2016 3:34:22 PM
3416 | Horiz.Dist.Undercut Banks |  |  | N | N | Information | Accepted | 6/29/2010 8:41:23 AM
4215 | Hornblende amphibole***retired***use 2,5,2',5'-Tetrachlorobiphenyl |  |  | N | N | Not Assigned | Deprecated | 6/15/2016 2:42:18 PM
6973 | Horse copies |  |  | N | N | Not Assigned | Accepted | 1/31/2018 3:28:59 PM
6968 | Horse host % |  |  | N | N | Not Assigned | Accepted | 1/31/2018 3:28:58 PM
6972 | Human copies |  |  | N | N | Not Assigned | Accepted | 1/31/2018 3:28:59 PM
6967 | Human host % |  |  | N | N | Not Assigned | Accepted | 1/31/2018 3:28:58 PM
7451 | Human Influence - Buildings (choice list) |  |  | N | Y | Not Assigned | Accepted | 10/4/2018 11:02:55 AM
7455 | Human Influence - Landfill/Trash (choice list) |  |  | N | Y | Not Assigned | Accepted | 10/4/2018 11:02:55 AM
7459 | Human Influence - Logging Operations (choice list) |  |  | N | Y | Not Assigned | Accepted | 10/4/2018 11:02:55 AM
7460 | Human Influence - Mining Activity (choice list) |  |  | N | Y | Not Assigned | Accepted | 10/4/2018 11:02:55 AM
7456 | Human Influence - Park/Lawn (choice list) |  |  | N | Y | Not Assigned | Accepted | 10/4/2018 11:02:55 AM
7458 | Human Influence - Pasture/Range/Hay Field (choice list) |  |  | N | Y | Not Assigned | Accepted | 10/4/2018 11:02:55 AM
7452 | Human Influence - Pavement/Cleared Lot (choice list) |  |  | N | Y | Not Assigned | Accepted | 10/4/2018 11:02:55 AM
7454 | Human Influence - Pipes (Inlet/Outlet) (choice list) |  |  | N | Y | Not Assigned | Accepted | 10/4/2018 11:02:55 AM
7453 | Human Influence - Road/Railroad (choice list) |  |  | N | Y | Not Assigned | Accepted | 10/4/2018 11:02:55 AM
7457 | Human Influence - Row Crops (choice list) |  |  | N | Y | Not Assigned | Accepted | 10/4/2018 11:02:55 AM
7450 | Human Influence - Wall/Dike/Revetment/Riprap/Dam (choice list) |  |  | N | Y | Not Assigned | Accepted | 10/4/2018 11:02:55 AM
5405 | human-specific Bacteroides species |  |  | N | N | Not Assigned | Accepted | 10/21/2015 3:08:42 PM
5424 | Hydraulic Oil | 64741-53-3 |  | N | N | Not Assigned | Accepted | 12/10/2015 11:42:05 AM
1140 | Hydrazine | 302-01-2 | 41541 | N | N | Not Assigned | Accepted | 3/2/2007 8:41:06 AM
1141 | Hydrocarbons | 308067-53-0 | 966481 | Y | N | Organics, Other | Accepted | 3/2/2007 8:41:06 AM
2351 | Hydrocarbons, Chlorinated (Unspecified Mix) |  | 966499 | Y | N | Organics, Other | Accepted | 3/2/2007 8:41:06 AM
1160 | Hydrocarbons, petroleum |  | 966473 | Y | N | Organics, Other | Accepted | 5/5/2012 3:10:01 PM
5618 | Hydrocarbons, total purgeable |  |  | N | N | Organics, Other | Accepted | 1/13/2016 3:17:08 PM
5280 | Hydrocarbons, volatile |  |  | N | N | Not Assigned | Accepted | 4/24/2015 3:27:48 PM
1161 | Hydrochloric acid | 7647-01-0 | 152231 | N | N | Not Assigned | Accepted | 3/2/2007 8:41:06 AM
3562 | Hydrochlorothiazide | 58-93-5 | 2949 | N | N | Organics, Other | Accepted | 7/22/2014 12:00:00 AM
1162 | Hydrocinnamic acid | 501-52-0 | 48322 | Y | N | Not Assigned | Accepted | 3/2/2007 8:41:07 AM
4737 | Hydrocodone | 125-29-1 | 1735673 | N | N | Not Assigned | Accepted | 3/24/2014 9:00:00 AM
3877 | Hydrocodone bitartrate | 34195-34-1 | 1736684 | N | N | Organics, Other | Accepted | 7/22/2014 12:00:00 AM
4765 | Hydrocodone-d3 | 136765-36-1 |  | N | N | Not Assigned | Accepted | 3/24/2014 9:00:00 AM
3859 | Hydrocodone-D6 | 1007844-38-3 | 1736860 | N | N | Organics, Other | Accepted | 7/22/2014 12:00:00 AM
2352 | Hydrocortisone | 50-23-7 | 1073 | Y | N | Organics, Other | Accepted | 3/2/2007 8:41:07 AM
4771 | Hydrocortisone-d4 | 73565-87-4 |  | N | N | Not Assigned | Accepted | 3/24/2014 9:00:00 AM
1680 | Hydrofluoric acid | 7664-39-3 | 152371 | N | N | Not Assigned | Accepted | 9/23/2016 9:21:00 AM
1163 | Hydrogen | 1333-74-0 | 85555 | N | N | Inorganics, Major, Non-metals | Accepted | 7/22/2014 12:00:00 AM
1164 | Hydrogen cyanide | 74-90-8 | 5140 | N | N | Not Assigned | Accepted | 7/22/2014 12:00:00 AM
1165 | Hydrogen peroxide | 7722-84-1 | 153015 | N | N | Not Assigned | Accepted | 3/2/2007 8:41:07 AM
5290 | Hydrogen phosphate |  |  | N | N | Not Assigned | Accepted | 4/30/2015 9:53:54 AM
1166 | Hydrogen sulfide | 7783-06-4 | 154518 | N | N | Inorganics, Major, Non-metals | Accepted | 7/22/2014 12:00:00 AM
2353 | Hydrograph limb (choice list) |  | 1643675 | N | Y | Physical | Accepted | 3/2/2007 8:41:07 AM
7612 | Hydromorphone | 466-99-9 |  | N | N | Organics, Other | Accepted | 12/18/2018 12:06:16 PM
3878 | Hydromorphone hydrochloride | 71-68-1 | 1736686 | N | N | Organics, Other | Accepted | 7/22/2014 12:00:00 AM
1167 | Hydroquinone | 123-31-9 | 32904 | N | N | Not Assigned | Accepted | 7/22/2014 12:00:00 AM
6998 | Hydrothol 191 | 66330-88-9 | 355842 | N | N | Not Assigned | Accepted | 5/22/2018 11:43:07 AM
1168 | Hydroxide | 14280-30-9 | 776500 | Y | N | Inorganics, Major, Non-metals | Accepted | 3/2/2007 8:41:07 AM
4564 | Hydroxy-amitriptyline, 10- | 1159-82-6 | 1736100 | N | N | Not Assigned | Accepted | 7/10/2013 11:19:06 AM
6500 | Hydroxy-ibuprofen, 2- | 51146-55-5 | 1736102 | N | N | Not Assigned | Accepted | 5/1/2017 1:03:48 PM
4187 | Hydroxybupropion | 92264-81-8 |  | N | N | Organics, Other | Accepted | 5/30/2013 8:42:18 AM
7738 | Hydroxysimazine | 2599-11-3 | 104976 | N | N | Not Assigned | Accepted | 2/14/2019 8:59:02 AM
5031 | Hydroxyzine | 68-88-2 | 4481 | N | N | Not Assigned | Accepted | 2/2/2015 9:09:34 AM
3825 | Ibuprofen-13C3 |  |  | N | N | Organics, Other | Accepted | 7/22/2014 12:00:00 AM
2355 | Ice cover, floating or solid - severity (choice list) |  | 1643683 | N | Y | Physical | Accepted | 3/2/2007 8:41:07 AM
2356 | Ice thickness |  | 52457140 | N | N | Physical | Accepted | 3/2/2007 8:41:07 AM
4648 | Ice thickness, submerged |  |  | N | N | Physical | Accepted | 8/26/2013 8:42:18 AM
4461 | Ignitability |  |  | N | N | Physical | Accepted | 5/30/2013 8:42:18 AM
2358 | Imazalil | 35554-44-0 | 269597 | Y | N | Organics, Pesticide | Accepted | 3/2/2007 8:41:07 AM
3640 | Imazamethabenz acid | 100728-84-5 |  | N | N | Not Assigned | Accepted | 7/1/2011 4:36:12 PM
3607 | Imazamethabenz-methyl | 81405-85-8 | 592881 | N | N | Organics, Pesticide | Accepted | 7/1/2011 4:34:25 PM
3489 | Imazamox | 114311-32-9 | 618777 | Y | N | Organics, Pesticide | Accepted | 11/29/2010 4:53:09 PM
3496 | Imazapic | 104098-48-8 | 964072 | Y | N | Organics, Pesticide | Accepted | 11/29/2010 4:53:47 PM
3608 | Imazapyr | 81334-34-1 | 592782 | N | N | Organics, Pesticide | Accepted | 7/1/2011 4:34:26 PM
3609 | Imazaquin | 81335-37-7 | 592790 | N | N | Organics, Pesticide | Accepted | 7/22/2014 12:00:00 AM
3610 | Imazethapyr | 81335-77-5 | 592824 | N | N | Organics, Pesticide | Accepted | 7/22/2014 12:00:00 AM
3032 | Imidacloprid | 138261-41-3 | 700989 | N | N | Organics, Pesticide | Accepted | 7/22/2014 12:00:00 AM
5310 | Imidacloprid desnitro-olefin |  |  | N | N | Not Assigned | Accepted | 5/13/2015 10:07:29 AM
5311 | Imidacloprid desnitro-olefin hydrochloride |  |  | N | N | Not Assigned | Accepted | 5/13/2015 10:07:30 AM
7727 | Imidacloprid-d4 | 1015855-75-0 | 1827609 | N | N | Not Assigned | Accepted | 2/11/2019 5:25:37 PM
5312 | Imidacloprid-olefin | 115086-54-9 |  | N | N | Not Assigned | Accepted | 5/13/2015 10:07:30 AM
5313 | Imidacloprid-urea |  |  | N | N | Not Assigned | Accepted | 5/13/2015 10:07:31 AM
5032 | Iminostilbene | 256-96-2 |  | N | N | Not Assigned | Accepted | 2/2/2015 9:09:35 AM
2359 | Imipenem | 64221-86-9 | 17164153 | Y | N | Not Assigned | Accepted | 3/2/2007 8:41:07 AM
2360 | Imipramine | 50-49-7 | 17164013 | Y | N | Not Assigned | Accepted | 3/2/2007 8:41:07 AM
3731 | Immediate oxygen demand |  |  | N | N | Not Assigned | Accepted | 9/10/2014 12:00:00 AM
7395 | Incised Height |  |  | N | N | Not Assigned | Accepted | 10/4/2018 11:02:55 AM
1171 | Indan | 496-11-7 | 47886 | Y | N | Not Assigned | Accepted | 3/2/2007 8:41:07 AM
4997 | Indaziflam | 950782-86-2 | 1734834 | N | N | Not Assigned | Accepted | 11/24/2014 9:59:14 AM
1172 | Indene | 95-13-6 | 15891 | N | N | Not Assigned | Accepted | 3/2/2007 8:41:07 AM
3340 | Indeno (1,2,3-cd) perylene |  |  | N | N | Not Assigned | Accepted | 4/6/2016 11:46:42 AM
1173 | Indeno[1,2,3-cd]pyrene | 193-39-5 | 40626 | Y | N | Organics, Other | Accepted | 3/2/2007 8:41:07 AM
2526 | Index sample for diatom condition index (YES/NO) (choice list) |  |  | N | Y | Not Assigned | Accepted | 4/11/2017 3:28:41 PM
1174 | Indium | 7440-74-6 | 150276 | Y | N | Inorganics, Minor, Metals | Accepted | 3/2/2007 8:41:08 AM
4081 | Indium-111 | 15750-15-9 | 52460805 | N | N | Radiochemical | Accepted | 7/22/2014 12:00:00 AM
1175 | Indole | 120-72-9 | 31377 | N | N | Organics, Other | Accepted | 7/22/2014 12:00:00 AM
1176 | Inert gases |  | 1643691 | N | N | Physical | Accepted | 3/2/2007 8:41:08 AM
6362 | Inhibited biochemical oxygen demand |  |  | N | N | Not Assigned | Accepted | 2/28/2017 1:18:02 PM
3321 | Initial sample volume |  |  | N | N | Physical | Accepted | 4/27/2016 10:25:42 AM
5519 | Initial Void Ratio |  |  | N | N | Physical | Accepted | 12/21/2015 3:01:37 PM
2173 | Inorganic carbon |  | 17294661 | Y | N | Inorganics, Major, Non-metals | Accepted | 3/2/2007 8:41:08 AM
1177 | Inorganic monomeric aluminum |  | 1640028 | Y | N | Inorganics, Minor, Metals | Accepted | 3/2/2007 8:41:08 AM
4703 | Inorganic nitrogen (ammonia, nitrate and nitrite) |  |  | Y | N | Nutrient | Accepted | 1/9/2014 7:51:12 AM
1415 | Inorganic nitrogen (nitrate and nitrite) |  | 701177 | Y | N | Nutrient | Accepted | 3/2/2007 8:41:08 AM
6322 | Inorganic nitrogen (NO2, NO3, & NH3) |  |  | Y | N | Nutrient | Accepted | 2/21/2017 2:26:36 PM
3096 | Inorganic phosphorus |  |  | N | N | Nutrient | Accepted | 5/12/2016 12:00:14 PM
3472 | Instream feature, stream substrate (choice list) |  |  | N | Y | Information | Accepted | 8/24/2010 6:34:02 PM
4682 | Instream Snags |  |  | N | N | Information | Accepted | 8/26/2013 8:42:18 AM
7400 | Inter-Transect Bearing |  |  | N | N | Not Assigned | Accepted | 10/4/2018 11:02:55 AM
7401 | Inter-Transect Elevation Difference |  |  | N | N | Not Assigned | Accepted | 10/4/2018 11:02:55 AM
7402 | Inter-Transect Proportion |  |  | N | N | Not Assigned | Accepted | 10/4/2018 11:02:55 AM
7399 | Inter-Transect Slope |  |  | N | N | Not Assigned | Accepted | 10/4/2018 11:02:55 AM
7483 | Intergravel Dissolved Oxygen |  |  | N | N | Not Assigned | Accepted | 10/18/2018 6:46:01 PM
6641 | Invasive species found (choice list) |  |  | N | Y | Not Assigned | Accepted | 7/5/2017 11:22:41 AM
1178 | Iodide | 20461-54-5 | 217679 | N | N | Not Assigned | Accepted | 7/22/2014 12:00:00 AM
1179 | Iodine | 7553-56-2 | 151456 | N | N | Not Assigned | Accepted | 7/22/2014 12:00:00 AM
4078 | Iodine-123 | 15715-08-9 | 52460490 | N | N | Radiochemical | Accepted | 7/22/2014 12:00:00 AM
3192 | Iodine-129 | 15046-84-1 | 198267 | Y | N | Radiochemical | Accepted | 3/25/2010 9:08:30 AM
1180 | Iodine-131 | 10043-66-0 | 650515 | N | N | Not Assigned | Accepted | 7/22/2014 12:00:00 AM
4079 | Iodine-132 | 14683-16-0 | 52458718 | N | N | Radiochemical | Accepted | 7/22/2014 12:00:00 AM
4080 | Iodine-133 | 14834-67-4 | 52458981 | N | N | Radiochemical | Accepted | 7/22/2014 12:00:00 AM
5585 | Iodine-134 | 14914-27-3 | 52459187 | N | N | Not Assigned | Accepted | 12/23/2015 10:32:56 AM
5586 | Iodine-135 | 14834-68-5 | 52458999 | N | N | Not Assigned | Accepted | 12/23/2015 10:32:56 AM
3346 | Ion Balance |  |  | N | N | Physical | Accepted | 4/5/2016 11:53:55 AM
6820 | Ion Balance Difference |  |  | N | N | Not Assigned | Accepted | 11/13/2017 1:00:02 PM
1181 | Ionic strength |  | 52456993 | N | N | Physical | Accepted | 3/2/2007 8:41:08 AM
4778 | Iopamidol | 60166-93-0 |  | N | N | Not Assigned | Accepted | 3/24/2014 9:00:00 AM
4803 | Iopamidol-d8 |  |  | N | N | Not Assigned | Accepted | 3/24/2014 9:00:00 AM
5624 | Iopromide | 73334-07-3 | 1739557 | N | N | Not Assigned | Accepted | 3/4/2016 7:24:04 AM
1182 | Ioxynil | 1689-83-4 | 687103 | N | N | Organics, Pesticide | Accepted | 7/22/2014 12:00:00 AM
1183 | Iprodione | 36734-19-7 | 272120 | N | N | Organics, Pesticide | Accepted | 7/22/2014 12:00:00 AM
6808 | Irbesartan | 138402-11-6 | 1826905 | N | N | Not Assigned | Accepted | 10/27/2017 1:27:27 PM
1184 | Iridium | 7439-88-5 | 149542 | N | N | Inorganics, Minor, Metals | Accepted | 7/22/2014 12:00:00 AM
1185 | Iron | 7439-89-6 | 149559 | Y | N | Inorganics, Minor, Metals | Accepted | 3/2/2007 8:41:08 AM
1186 | Iron + aluminum mix |  | 52450483 | Y | N | Not Assigned | Accepted | 3/2/2007 8:41:08 AM
1187 | Iron + manganese mix |  | 966457 | Y | N | Not Assigned | Accepted | 3/2/2007 8:41:08 AM
2361 | Iron sulfide (FeS) | 1317-37-9 | 83352 | N | N | Not Assigned | Accepted | 3/2/2007 8:41:08 AM
1190 | Iron-59 | 14596-12-4 | 776716 | N | N | Radiochemical | Accepted | 7/22/2014 12:00:00 AM
5614 | Iron/Aluminium bound Phosphorus (FeP) |  |  | N | N | Not Assigned | Accepted | 1/12/2016 11:03:24 AM
5522 | Irradiance (Seabird) |  |  | N | N | Not Assigned | Accepted | 12/21/2015 3:01:37 PM
6703 | Isatidine | 15503-86-3 | 17001140 | N | N | Organics, Other | Accepted | 8/22/2017 12:05:49 PM
2362 | Isazofos | 42509-80-8 | 285650 | Y | N | Organics, Pesticide | Accepted | 3/2/2007 8:41:09 AM
3641 | Iso-chlorotetracycline |  |  | N | N | Not Assigned | Accepted | 7/1/2011 4:36:12 PM
4612 | Isoamyl acetate | 123-92-2 | 33258 | N | N | Not Assigned | Accepted | 8/1/2013 11:19:06 AM
1191 | Isobenzan | 297-78-9 | 41178 | N | N | Organics, Pesticide | Accepted | 7/22/2014 12:00:00 AM
2363 | Isoborneol | 124-76-5 | 33662 | Y | N | Organics, Other | Accepted | 3/2/2007 8:41:09 AM
1192 | Isobutane | 75-28-5 | 5470 | Y | N | Not Assigned | Accepted | 3/2/2007 8:41:09 AM
1193 | Isobutanol | 78-83-1 | 7351 | Y | N | Organics, Other | Accepted | 3/2/2007 8:41:09 AM
1194 | Isobutene | 115-11-7 | 29025 | N | N | Organics, Other | Accepted | 3/2/2007 8:41:09 AM
1195 | Isobutyl acetate | 110-19-0 | 26476 | N | N | Not Assigned | Accepted | 3/2/2007 8:41:09 AM
388 | Isobutyl benzoate | 120-50-3 | 31229 | Y | N | Not Assigned | Accepted | 3/2/2007 8:41:09 AM
1196 | Isobutyraldehyde | 78-84-2 | 7369 | N | N | Not Assigned | Accepted | 3/2/2007 8:41:09 AM
4089 | Isobutyric acid | 79-31-2 | 7757 | N | N | Not Assigned | Accepted | 5/1/2013 8:42:18 AM
1197 | Isodrin | 465-73-6 | 46615 | N | N | Organics, Pesticide | Accepted | 7/22/2014 12:00:00 AM
3217 | Isoeugenol | 97-54-1 | 17392 | Y | N | Organics, Other | Accepted | 3/25/2010 9:08:32 AM
1198 | Isofenphos | 25311-71-1 | 231852 | N | N | Organics, Pesticide | Accepted | 7/22/2014 12:00:00 AM
1199 | Isophorone | 78-59-1 | 7187 | N | N | Organics, Other | Accepted | 7/22/2014 12:00:00 AM
5291 | Isopimaric acid | 5835-26-7 |  | N | N | Not Assigned | Accepted | 4/30/2015 9:53:54 AM
3033 | Isoprene | 78-79-5 | 7328 | N | N | Not Assigned | Accepted | 7/3/2008 12:21:28 PM
1200 | Isopropalin | 33820-53-0 | 265181 | N | N | Organics, Pesticide | Accepted | 7/22/2014 12:00:00 AM
1201 | Isopropanol | 67-63-0 | 4291 | Y | N | Not Assigned | Accepted | 3/2/2007 8:41:09 AM
1202 | Isopropenyl acetate | 108-22-5 | 24950 | N | N | Not Assigned | Accepted | 3/2/2007 8:41:09 AM
1203 | Isopropyl acetate | 108-21-4 | 24943 | Y | N | Not Assigned | Accepted | 3/2/2007 8:41:09 AM
1205 | Isopropyl ether | 108-20-3 | 24935 | N | N | Organics, Other | Accepted | 7/22/2014 12:00:00 AM
2364 | Isopropyl myristate | 110-27-0 | 26534 | Y | N | Organics, Other | Accepted | 3/2/2007 8:41:10 AM
2365 | Isopropyl palmitate | 142-91-6 | 39057 | Y | N | Not Assigned | Accepted | 3/2/2007 8:41:10 AM
2366 | Isopropyl stearate | 112-10-7 | 28118 | Y | N | Not Assigned | Accepted | 3/2/2007 8:41:10 AM
5394 | Isopropylparaben | 4191-73-5 |  | N | N | Not Assigned | Accepted | 7/31/2015 12:52:16 PM
5215 | Isoproturon | 34123-59-6 | 17127853 | N | N | Not Assigned | Accepted | 4/14/2015 3:35:05 PM
1207 | Isoquinoline | 119-65-3 | 30791 | N | N | Organics, Other | Accepted | 7/22/2014 12:00:00 AM
1208 | Isosafrole | 120-58-1 | 31302 | N | N | Organics, Other | Accepted | 7/22/2014 12:00:00 AM
1209 | Isothiocyanate | 71048-69-6 | 17074758 | N | N | Not Assigned | Accepted | 3/2/2007 8:41:10 AM
1210 | Isovaleraldehyde | 590-86-3 | 56705 | Y | N | Not Assigned | Accepted | 3/2/2007 8:41:10 AM
4090 | Isovaleric acid | 503-74-2 | 48611 | N | N | Not Assigned | Accepted | 5/1/2013 8:42:18 AM
4982 | Isoxaben | 82558-50-7 | 594713 | N | N | Organics, Pesticide | Accepted | 11/19/2014 12:00:00 AM
3611 | Isoxaflutole | 141112-29-0 | 964460 | N | N | Organics, Pesticide | Accepted | 7/1/2011 4:34:27 PM
4738 | Jasmolin I | 4466-14-2 | 961854 | N | N | Not Assigned | Accepted | 3/24/2014 9:00:00 AM
4739 | Jasmolin II | 1172-63-0 | 961367 | N | N | Not Assigned | Accepted | 3/24/2014 9:00:00 AM
5425 | Jet Fuel A | 8008-20-6 |  | N | N | Not Assigned | Accepted | 12/10/2015 11:42:05 AM
5097 | Jet propulsion fuel - 4 |  | 1737663 | N | N | Not Assigned | Accepted | 3/12/2015 12:00:00 AM
1211 | Kerosene | 8008-20-6 | 158055 | N | Y | Not Assigned | Accepted | 5/2/2018 1:58:18 PM
5427 | Kerosene Range Organics | 8008-20-6 |  | N | N | Not Assigned | Accepted | 12/10/2015 11:42:06 AM
5033 | Ketoconazole | 65277-42-1 |  | N | N | Organics, Other | Accepted | 2/2/2015 9:09:35 AM
4188 | Ketoprofen | 22071-15-4 | 221069 | N | N | Organics, Other | Accepted | 5/30/2013 8:42:18 AM
3313 | Kick Depth |  |  | N | N | Physical | Accepted | 5/14/2010 3:44:37 PM
3312 | Kick Time |  |  | N | N | Physical | Accepted | 5/14/2010 3:44:36 PM
1416 | Kjeldahl nitrogen |  | 17148461 | Y | N | Nutrient | Accepted | 7/22/2014 12:00:00 AM
2367 | Klebsiella |  | 764126 | N | N | Microbiological | Accepted | 7/22/2014 12:00:00 AM
1212 | Kojic acid | 501-30-4 | 961128 | N | N | Not Assigned | Accepted | 3/2/2007 8:41:10 AM
3482 | Kresoxim-methyl | 143390-89-0 | 964528 | Y | N | Organics, Pesticide | Accepted | 11/2/2012 4:53:08 PM
5587 | Krypton-88 | 14995-61-0 | 52459559 | N | N | Not Assigned | Accepted | 12/23/2015 10:32:56 AM
3146 | L-alanine (corrected for carbon content) |  |  | N | N | Not Assigned | Accepted | 11/24/2009 6:40:36 PM
3133 | L-Alanine-7-amido-4-methylcoumarin |  |  | N | N | Not Assigned | Accepted | 7/22/2014 12:00:00 AM
3147 | L-arginine aminopeptidase (corrected for carbon content) |  |  | N | N | Not Assigned | Accepted | 11/24/2009 6:40:37 PM
3134 | L-Arginine-7-amido-4-methylcoumarin |  |  | N | N | Not Assigned | Accepted | 7/22/2014 12:00:00 AM
3151 | L-glycine aminopeptidase (corrected for carbon content) |  |  | N | N | Not Assigned | Accepted | 11/24/2009 6:40:37 PM
3139 | L-Leucine 7-amido-4-methylcoumarin |  |  | N | N | Not Assigned | Accepted | 7/22/2014 12:00:00 AM
3152 | L-leucine aminopeptidase (corrected for carbon content) |  |  | N | N | Not Assigned | Accepted | 11/24/2009 6:40:37 PM
2041 | L-Proline | 147-85-3 | 39693 | Y | N | Not Assigned | Accepted | 3/2/2007 8:41:13 AM
6916 | Labeled 1,2,3,4,5,6,7,8-Octachloronaphthalene |  |  | N | N | Not Assigned | Accepted | 1/26/2018 5:36:19 PM
5601 | Labeled 1,2,3,4,6,7,8-Heptachlorodibenzo-p-dioxin |  |  | N | N | Not Assigned | Accepted | 1/8/2016 12:20:40 PM
5511 | Labeled 1,2,3,4,6,7,8-Heptachlorodibenzofuran |  |  | N | N | Not Assigned | Accepted | 1/8/2016 12:00:00 AM
5512 | Labeled 1,2,3,4,7,8,9-Heptachlorodibenzofuran |  |  | N | N | Not Assigned | Accepted | 1/8/2016 12:00:00 AM
5602 | Labeled 1,2,3,4,7,8-Hexachlorodibenzo-p-dioxin |  |  | N | N | Not Assigned | Accepted | 1/8/2016 12:20:40 PM
5515 | Labeled 1,2,3,4,7,8-Hexachlorodibenzofuran |  |  | N | N | Not Assigned | Accepted | 1/8/2016 12:00:00 AM
6915 | Labeled 1,2,3,5,6,7-Hexachloronaphthalene |  |  | N | N | Not Assigned | Accepted | 1/26/2018 5:36:19 PM
6914 | Labeled 1,2,3,5,7-Pentachloronaphthalene |  |  | N | N | Not Assigned | Accepted | 1/26/2018 5:36:19 PM
5603 | Labeled 1,2,3,6,7,8-Hexachlorodibenzo-p-dioxin |  |  | N | N | Not Assigned | Accepted | 1/8/2016 12:20:40 PM
5516 | Labeled 1,2,3,6,7,8-Hexachlorodibenzofuran |  |  | N | N | Not Assigned | Accepted | 1/8/2016 12:00:00 AM
5517 | Labeled 1,2,3,7,8,9-Hexachlorodibenzofuran |  |  | N | N | Not Assigned | Accepted | 1/8/2016 12:00:00 AM
5604 | Labeled 1,2,3,7,8-Pentachlorodibenzo-p-dioxin |  |  | N | N | Not Assigned | Accepted | 1/8/2016 12:20:40 PM
5561 | Labeled 1,2,3,7,8-Pentachlorodibenzofuran |  |  | N | N | Not Assigned | Accepted | 1/8/2016 12:00:00 AM
6913 | Labeled 1,3,5,7-Tetrachloronaphthalene |  |  | N | N | Not Assigned | Accepted | 1/26/2018 5:36:19 PM
5518 | Labeled 2,3,4,6,7,8-Hexachlorodibenzofuran |  |  | N | N | Not Assigned | Accepted | 1/8/2016 12:00:00 AM
5562 | Labeled 2,3,4,7,8-Pentachlorodibenzofuran |  |  | N | N | Not Assigned | Accepted | 1/8/2016 12:00:00 AM
3426 | Labeled 2,3,7,8-Tetrachlorodibenzo-p-dioxin |  |  | N | N | Not Assigned | Accepted | 3/29/2016 2:59:57 PM
5577 | Labeled 2,3,7,8-Tetrachlorodibenzofuran |  |  | N | N | Not Assigned | Accepted | 1/8/2016 12:00:00 AM
3034 | Lactic Acid | 50-21-5 | 1065 | N | N | Not Assigned | Accepted | 7/3/2008 12:21:28 PM
6995 | Lactofen | 77501-63-4 | 589374 | N | N | Not Assigned | Accepted | 5/22/2018 11:43:07 AM
2368 | Lake condition (choice list) |  | 1643766 | N | Y | Physical | Accepted | 3/2/2007 8:41:10 AM
2369 | Lake physical appearance (choice list) |  | 1643774 | N | Y | Physical | Accepted | 3/2/2007 8:41:10 AM
2370 | Lake recreational suitability (choice list) |  | 1648146 | N | Y | Physical | Accepted | 3/2/2007 8:41:10 AM
2371 | Lake suitability for recreation (choice list) |  | 1648146 | N | Y | Physical | Accepted | 3/2/2007 8:41:10 AM
5034 | Lamivudine | 134678-17-4 | 1826989 | N | N | Organics, Other | Accepted | 2/2/2015 9:09:36 AM
4189 | Lamotrigine | 84057-84-1 |  | N | N | Organics, Other | Accepted | 5/30/2013 8:42:18 AM
5677 | Land Cover (choice list) |  |  | N | Y | Not Assigned | Accepted | 4/11/2017 12:00:00 AM
3388 | Land form (choice list) |  |  | N | Y | Information | Accepted | 6/8/2010 9:44:20 AM
3397 | Land form, Left (choice list) |  |  | N | Y | Information | Accepted | 8/24/2010 5:18:06 PM
3400 | Land Form, Right (choice list) |  |  | N | Y | Information | Accepted | 8/24/2010 5:31:44 PM
1213 | Lanthanum | 7439-91-0 | 149575 | N | N | Inorganics, Minor, Metals | Accepted | 7/22/2014 12:00:00 AM
4377 | Lanthanum-138 |  | 149575 | N | N | Not Assigned | Accepted | 3/20/2015 1:29:32 PM
3182 | Lanthanum-140 | 13981-28-7 | 776211 | Y | N | Radiochemical | Accepted | 3/25/2010 9:08:30 AM
5711 | Large Woody Debris - LWD density (choice list) |  |  | N | Y | Not Assigned | Accepted | 4/11/2017 12:00:00 AM
7408 | Large Woody Debris Pieces All/Part in BankFull Channel (Dia:0.1-<0.3m; Len:1.5-5m) |  |  | N | N | Not Assigned | Accepted | 10/4/2018 11:02:55 AM
7412 | Large Woody Debris Pieces All/Part in BankFull Channel (Dia:0.1-<0.3m; Len:5-15m) |  |  | N | N | Not Assigned | Accepted | 10/4/2018 11:02:55 AM
7416 | Large Woody Debris Pieces All/Part in BankFull Channel (Dia:0.1-<0.3m; Len:>15m) |  |  | N | N | Not Assigned | Accepted | 10/4/2018 11:02:55 AM
7409 | Large Woody Debris Pieces All/Part in BankFull Channel (Dia:0.3-<0.6m; Len:1.5-5m) |  |  | N | N | Not Assigned | Accepted | 10/4/2018 11:02:55 AM
7413 | Large Woody Debris Pieces All/Part in BankFull Channel (Dia:0.3-<0.6m; Len:5-15m) |  |  | N | N | Not Assigned | Accepted | 10/4/2018 11:02:55 AM
7417 | Large Woody Debris Pieces All/Part in BankFull Channel (Dia:0.3-<0.6m; Len:>15m) |  |  | N | N | Not Assigned | Accepted | 10/4/2018 11:02:55 AM
7410 | Large Woody Debris Pieces All/Part in BankFull Channel (Dia:0.6-<0.8m; Len:1.5-5m) |  |  | N | N | Not Assigned | Accepted | 10/4/2018 11:02:55 AM
7414 | Large Woody Debris Pieces All/Part in BankFull Channel (Dia:0.6-<0.8m; Len:5-15m) |  |  | N | N | Not Assigned | Accepted | 10/4/2018 11:02:55 AM
7418 | Large Woody Debris Pieces All/Part in BankFull Channel (Dia:0.6-<0.8m; Len:>15m) |  |  | N | N | Not Assigned | Accepted | 10/4/2018 11:02:55 AM
7411 | Large Woody Debris Pieces All/Part in BankFull Channel (Dia:>0.8m; Len:1.5-5m) |  |  | N | N | Not Assigned | Accepted | 10/4/2018 11:02:55 AM
7415 | Large Woody Debris Pieces All/Part in BankFull Channel (Dia:>0.8m; Len:5-15m) |  |  | N | N | Not Assigned | Accepted | 10/4/2018 11:02:55 AM
7419 | Large Woody Debris Pieces All/Part in BankFull Channel (Dia:>0.8m; Len:>15m) |  |  | N | N | Not Assigned | Accepted | 10/4/2018 11:02:55 AM
7420 | Large Woody Debris Pieces Bridge Above BankFull Channel (Dia:0.1-<0.3m; Len:1.5-5m) |  |  | N | N | Not Assigned | Accepted | 10/4/2018 11:02:55 AM
7424 | Large Woody Debris Pieces Bridge Above BankFull Channel (Dia:0.1-<0.3m; Len:5-15m) |  |  | N | N | Not Assigned | Accepted | 10/4/2018 11:02:55 AM
7428 | Large Woody Debris Pieces Bridge Above BankFull Channel (Dia:0.1-<0.3m; Len:>15m) |  |  | N | N | Not Assigned | Accepted | 10/4/2018 11:02:55 AM
7421 | Large Woody Debris Pieces Bridge Above BankFull Channel (Dia:0.3-<0.6m; Len:1.5-5m) |  |  | N | N | Not Assigned | Accepted | 10/4/2018 11:02:55 AM
7425 | Large Woody Debris Pieces Bridge Above BankFull Channel (Dia:0.3-<0.6m; Len:5-15m) |  |  | N | N | Not Assigned | Accepted | 10/4/2018 11:02:55 AM
7429 | Large Woody Debris Pieces Bridge Above BankFull Channel (Dia:0.3-<0.6m; Len:>15m) |  |  | N | N | Not Assigned | Accepted | 10/4/2018 11:02:55 AM
7422 | Large Woody Debris Pieces Bridge Above BankFull Channel (Dia:0.6-<0.8m; Len:1.5-5m) |  |  | N | N | Not Assigned | Accepted | 10/4/2018 11:02:55 AM
7426 | Large Woody Debris Pieces Bridge Above BankFull Channel (Dia:0.6-<0.8m; Len:5-15m) |  |  | N | N | Not Assigned | Accepted | 10/4/2018 11:02:55 AM
7430 | Large Woody Debris Pieces Bridge Above BankFull Channel (Dia:0.6-<0.8m; Len:>15m) |  |  | N | N | Not Assigned | Accepted | 10/4/2018 11:02:55 AM
7423 | Large Woody Debris Pieces Bridge Above BankFull Channel (Dia:>0.8m; Len:1.5-5m) |  |  | N | N | Not Assigned | Accepted | 10/4/2018 11:02:55 AM
7427 | Large Woody Debris Pieces Bridge Above BankFull Channel (Dia:>0.8m; Len:5-15m) |  |  | N | N | Not Assigned | Accepted | 10/4/2018 11:02:55 AM
7431 | Large Woody Debris Pieces Bridge Above BankFull Channel (Dia:>0.8m; Len:>15m) |  |  | N | N | Not Assigned | Accepted | 10/4/2018 11:02:55 AM
2372 | Larkspur alkaloid | 41710-20-7 | 17128331 | Y | N | Not Assigned | Accepted | 3/2/2007 8:41:11 AM
5113 | Larvae in Gill Chambers or Attached to Abdomen |  |  | N | N | Not Assigned | Accepted | 3/31/2015 3:41:02 PM
1214 | Lauric acid | 143-07-7 | 39156 | N | N | Not Assigned | Accepted | 3/2/2007 8:41:11 AM
1215 | Lead | 7439-92-1 | 149583 | Y | N | Inorganics, Minor, Metals | Accepted | 3/2/2007 8:41:11 AM
1216 | Lead monoxide | 1317-36-8 | 83345 | N | N | Not Assigned | Accepted | 3/2/2007 8:41:11 AM
1217 | Lead(II) chromate | 7758-97-6 | 153528 | N | N | Not Assigned | Accepted | 3/2/2007 8:41:11 AM
1218 | Lead-210 | 14255-04-0 | 194316 | N | N | Radiochemical | Accepted | 7/22/2014 12:00:00 AM
5017 | Lead-211 | 15816-77-0 | 52461639 | N | N | Radiochemical | Accepted | 1/23/2015 8:53:13 AM
1219 | Lead-212 | 15092-94-1 | 198432 | N | N | Radiochemical | Accepted | 7/22/2014 12:00:00 AM
1220 | Lead-214 | 15067-28-4 | 650689 | N | N | Radiochemical | Accepted | 7/22/2014 12:00:00 AM
5634 | Leaf Status (choice list) |  |  | N | Y | Not Assigned | Accepted | 6/2/2016 2:02:37 PM
3872 | Lederfen | 36330-85-5 | 1736674 | N | N | Organics, Other | Accepted | 7/22/2014 12:00:00 AM
7389 | Left Bank Angle |  |  | N | N | Not Assigned | Accepted | 10/4/2018 11:02:55 AM
7391 | Left Bank Undercut |  |  | N | N | Not Assigned | Accepted | 10/4/2018 11:02:55 AM
2373 | Length |  | 1643782 | N | N | Physical | Accepted | 3/2/2007 8:41:11 AM
6121 | Length, Partial (Fish) |  |  | N | N | Physical | Accepted | 12/8/2016 2:40:35 PM
2376 | Length, total |  | 1643808 | N | N | Physical | Accepted | 3/2/2007 8:41:11 AM
2377 | Length, Total (Fish) |  | 1642784 | N | N | Physical | Accepted | 3/2/2007 8:41:11 AM
2969 | Leptophos | 21609-90-5 | 220087 | Y | N | Organics, Pesticide | Accepted | 11/20/2007 1:25:45 PM
5638 | Lesions Present (Y/N) (choice list) |  |  | N | Y | Physical | Accepted | 6/8/2016 9:44:31 AM
3879 | Levorphanol | 77-07-6 |  | N | N | Organics, Other | Accepted | 12/18/2018 12:11:49 PM
2378 | Life stage (choice list) |  | 1643824 | N | Y | Physical | Accepted | 3/2/2007 8:41:11 AM
4244 | Life style/habitat |  |  | N | N | Physical | Accepted | 5/30/2013 8:42:18 AM
1221 | Light attenuation at measurement depth |  | 1643832 | N | N | Physical | Accepted | 3/2/2007 8:41:11 AM
1222 | Light attenuation coefficient |  | 1643840 | N | N | Physical | Accepted | 3/2/2007 8:41:11 AM
1223 | Light attenuation, depth at 10% |  | 1643857 | N | N | Physical | Accepted | 3/2/2007 8:41:11 AM
1224 | Light attenuation, depth at 50% |  | 1643865 | N | N | Physical | Accepted | 3/2/2007 8:41:11 AM
1225 | Light attenuation, depth at 99% |  | 1643873 | N | N | Physical | Accepted | 3/2/2007 8:41:12 AM
7123 | Light scatter |  | 524671567 | N | N | Not Assigned | Accepted | 6/7/2018 8:49:38 AM
5249 | Light transmissivity at measurement depth |  | 1643915 | N | N | Not Assigned | Accepted | 4/23/2015 1:33:37 PM
1226 | Light, (PAR at depth/PAR at surface) x 100 |  | 52457041 | N | N | Physical | Accepted | 3/2/2007 8:41:12 AM
1227 | Light, incident |  | 1643881 | N | N | Physical | Accepted | 3/2/2007 8:41:12 AM
1228 | Light, incident + reflected (ambient) |  | 1643899 | N | N | Physical | Accepted | 3/2/2007 8:41:12 AM
681 | Light, path |  |  | N | N | Not Assigned | Accepted | 4/19/2018 3:29:20 PM
1230 | Light, photosynthetic active radiation (PAR) |  | 52457025 | N | N | Physical | Accepted | 3/2/2007 8:41:12 AM
1229 | Light, photosynthetic active radiation at depth (PAR) |  | 52457033 | N | N | Physical | Accepted | 3/2/2007 8:41:12 AM
1231 | Light, reflected |  | 1643907 | N | N | Physical | Accepted | 3/2/2007 8:41:12 AM
1232 | Light, transmissivity |  | 1643915 | N | N | Physical | Accepted | 3/2/2007 8:41:12 AM
2379 | Light, underwater extinction coefficient (K) |  | 52457165 | N | N | Physical | Accepted | 3/2/2007 8:41:12 AM
2380 | Light, underwater incident |  | 1643923 | N | N | Physical | Accepted | 3/2/2007 8:41:12 AM
2381 | Light, underwater incident + reflected |  | 1643931 | N | N | Physical | Accepted | 3/2/2007 8:41:12 AM
2382 | Light, underwater reflected |  | 1643949 | N | N | Physical | Accepted | 3/2/2007 8:41:12 AM
2383 | Lignin | 9005-53-2 | 162339 | Y | N | Organics, Other | Accepted | 3/2/2007 8:41:12 AM
1233 | Lignosulfonic acid | 8062-15-5 | 160226 | N | N | Not Assigned | Accepted | 7/22/2014 12:00:00 AM
3105 | Lime (chemical), dolomitic | 12001-27-3 | 173609 | N | N | Inorganics, Major, Metals | Accepted | 10/17/2008 12:40:31 PM
1234 | Limonene | 138-86-3 | 37267 | Y | N | Not Assigned | Accepted | 3/2/2007 8:41:12 AM
2384 | Lincomycin | 154-21-2 | 1714744 | Y | N | Organics, Other | Accepted | 3/2/2007 8:41:12 AM
1235 | Lindane | 58-89-9 | 2923 | Y | N | Organics, Pesticide | Accepted | 3/2/2007 8:41:13 AM
3793 | Lindane-D6 | 60556-82-3 | 1735483 | N | N | Not Assigned | Accepted | 7/22/2014 12:00:00 AM
1236 | Linoleic acid | 60-33-3 | 3368 | N | N | Not Assigned | Accepted | 3/2/2007 8:41:13 AM
1237 | Linuron | 330-55-2 | 42614 | N | N | Organics, Pesticide | Accepted | 7/22/2014 12:00:00 AM
1238 | Lipids | 66455-18-3 | 963595 | N | N | Organics, Other | Accepted | 7/22/2014 12:00:00 AM
5297 | Liquid limit |  |  | N | N | Physical | Accepted | 4/30/2015 9:53:58 AM
5520 | Liquidity Index |  |  | N | N | Physical | Accepted | 12/21/2015 3:01:37 PM
1239 | Lithium | 7439-93-2 | 149591 | Y | N | Inorganics, Minor, Metals | Accepted | 3/2/2007 8:41:13 AM
2385 | Lithium-6 | 14258-72-1 | 962399 | Y | N | Not Assigned | Accepted | 3/2/2007 8:41:13 AM
2386 | Lithium-7 | 13982-05-3 | 962365 | Y | N | Not Assigned | Accepted | 3/2/2007 8:41:13 AM
1240 | Lithium-7/Lithium-6 ratio |  | 967000 | Y | N | Not Assigned | Accepted | 3/2/2007 8:41:13 AM
4245 | Lithology code |  |  | N | N | Physical | Accepted | 5/30/2013 8:42:18 AM
3514 | Littoral Cover Complexity Index |  |  | N | N | Physical | Accepted | 3/7/2016 3:41:46 PM
3513 | Littoral-Riparian Cover Complexity Index |  |  | N | N | Physical | Accepted | 3/7/2016 3:41:46 PM
6344 | Live centric diatoms |  |  | N | N | Physical | Accepted | 2/27/2017 9:53:18 AM
6350 | Live pennate diatoms |  |  | N | N | Physical | Accepted | 2/27/2017 9:53:18 AM
2939 | Lloyd - Zar - Karr Species Diversity Index |  | 17164419 | N | N | Physical | Accepted | 5/5/2012 3:10:01 PM
3642 | Lomefloxacin | 98079-51-7 | 1735791 | N | N | Organics, Other | Accepted | 7/1/2011 4:36:12 PM
4740 | Lomustine | 13010-47-4 | 17001074 | N | N | Not Assigned | Accepted | 3/24/2014 9:00:00 AM
3100 | Longitudinal Distribution |  |  | N | N | Information | Accepted | 7/21/2017 12:01:04 PM
5613 | Loosely sorbed Phosphorus (LSP) |  |  | N | N | Not Assigned | Accepted | 1/12/2016 11:03:24 AM
5035 | Loperamide | 53179-11-6 |  | N | N | Not Assigned | Accepted | 2/2/2015 9:09:36 AM
3880 | Loratadine | 79794-75-5 | 1736690 | N | N | Organics, Other | Accepted | 7/22/2014 12:00:00 AM
2387 | Lorazepam | 846-49-1 | 17000837 | Y | N | Organics, Other | Accepted | 3/2/2007 8:41:13 AM
4190 | Lorazepam glucuronide | 32781-79-6 |  | N | N | Organics, Other | Accepted | 5/30/2013 8:42:18 AM
4852 | Lorazepam-D4 | 84344-15-0 |  | N | N | Organics, Other | Accepted | 4/17/2014 9:00:00 AM
7000 | Low-level Mercury | 7439-97-6 |  | Y | N | Not Assigned | Accepted | 3/6/2018 2:33:17 PM
1242 | Lutetium | 7439-94-3 | 149609 | Y | N | Inorganics, Minor, Metals | Accepted | 3/2/2007 8:41:13 AM
5710 | LWD_lg_anc |  |  | N | N | Not Assigned | Accepted | 9/1/2016 3:31:24 PM
5708 | LWD_lg_bch |  |  | N | N | Not Assigned | Accepted | 9/1/2016 3:31:24 PM
5706 | LWD_lg_wet |  |  | N | N | Not Assigned | Accepted | 9/1/2016 3:31:24 PM
5709 | LWD_sm_anc |  |  | N | N | Not Assigned | Accepted | 9/1/2016 3:31:24 PM
5707 | LWD_sm_bch |  |  | N | N | Not Assigned | Accepted | 9/1/2016 3:31:24 PM
5705 | LWD_sm_wet |  |  | N | N | Not Assigned | Accepted | 9/1/2016 3:31:24 PM
4949 | m,p-Cresol | 84989-04-8 |  | N | N | Not Assigned | Accepted | 9/11/2014 12:00:00 AM
3585 | m,p-Xylene | 179601-23-1 | 17295783 | N | N | Organics, Other | Accepted | 7/22/2014 12:00:00 AM
3730 | m-(Trifluoromethyl)aniline |  |  | Y | N | Not Assigned | Accepted | 9/10/2014 12:00:00 AM
1254 | m-Chloroaniline | 108-42-9 | 25098 | Y | N | Not Assigned | Accepted | 3/2/2007 8:41:14 AM
1255 | m-Chlorofluorobenzene | 625-98-9 | 63594 | Y | N | Not Assigned | Accepted | 3/2/2007 8:41:14 AM
1256 | m-Chloronitrobenzene | 121-73-3 | 31914 | Y | N | Organics, Pesticide | Accepted | 3/2/2007 8:41:14 AM
1257 | m-Chlorophenol | 108-43-0 | 25106 | Y | N | Organics, Other | Accepted | 3/2/2007 8:41:14 AM
6804 | m-Chlorophenylpiperazine | 6640-24-0 |  | N | N | Not Assigned | Accepted | 10/27/2017 1:27:27 PM
1258 | m-Chlorotoluene | 108-41-8 | 25080 | Y | N | Organics, Other | Accepted | 3/2/2007 8:41:14 AM
1261 | m-Cresol | 108-39-4 | 25064 | Y | N | Organics, Other | Accepted | 3/2/2007 8:41:14 AM
1262 | m-Cymene | 535-77-3 | 51177 | Y | N | Organics, Other | Accepted | 3/2/2007 8:41:15 AM
1263 | m-Dichlorobenzene | 541-73-1 | 52217 | Y | N | Organics, Other | Accepted | 3/2/2007 8:41:15 AM
3035 | M-Diethylbenzene | 141-93-5 | 38554 | N | N | Not Assigned | Accepted | 7/3/2008 12:21:28 PM
1264 | m-Dinitrobenzene | 99-65-0 | 18846 | Y | N | Organics, Other | Accepted | 3/2/2007 8:41:15 AM
1338 | m-Ethyltoluene | 620-14-4 | 61887 | Y | N | Not Assigned | Accepted | 3/2/2007 8:41:20 AM
433 | m-Hydroxybenzoic acid | 99-06-9 | 18473 | Y | N | Not Assigned | Accepted | 3/2/2007 8:41:20 AM
3888 | m-Hydroxybenzoylecgonine | 129944-99-6 | 1736908 | N | N | Organics, Other | Accepted | 7/22/2014 12:00:00 AM
1350 | m-Nitroaniline | 99-09-2 | 18507 | Y | N | Organics, Other | Accepted | 3/2/2007 8:41:20 AM
1351 | m-Nitrotoluene | 99-08-1 | 18499 | Y | N | Organics, Other | Accepted | 3/2/2007 8:41:20 AM
1360 | m-Terphenyl | 92-06-8 | 13862 | N | N | Not Assigned | Accepted | 3/2/2007 8:41:21 AM
1361 | m-Xylene | 108-38-3 | 25056 | Y | N | Organics, Other | Accepted | 3/2/2007 8:41:21 AM
7205 | Macro Algae Stream Reach Coverage Average |  |  | N | N | Not Assigned | Accepted | 8/1/2018 2:08:25 PM
5669 | Macrohabitat Type - Channel Crossover |  |  | N | N | Not Assigned | Accepted | 9/1/2016 3:31:23 PM
5674 | Macrohabitat Type - Constrained Channel |  |  | N | N | Not Assigned | Accepted | 9/1/2016 3:31:23 PM
5671 | Macrohabitat Type - Inside Bend |  |  | N | N | Not Assigned | Accepted | 9/1/2016 3:31:23 PM
5676 | Macrohabitat Type - Other Channel Type |  |  | N | N | Not Assigned | Accepted | 9/1/2016 3:31:23 PM
5670 | Macrohabitat Type - Outside Bend |  |  | N | N | Not Assigned | Accepted | 9/1/2016 3:31:23 PM
5672 | Macrohabitat Type - Pool |  |  | N | N | Not Assigned | Accepted | 9/1/2016 3:31:23 PM
5673 | Macrohabitat Type - Tributary Mouth |  |  | N | N | Not Assigned | Accepted | 9/1/2016 3:31:23 PM
5675 | Macrohabitat Type - Unconstrained Channel |  |  | N | N | Not Assigned | Accepted | 9/1/2016 3:31:23 PM
1243 | Macroinvertebrates |  | 1852300 | N | N | Biological | Accepted | 3/2/2007 8:41:13 AM
3510 | Macrophytes covering streambed (emergent and submerged) (choice list) |  |  | N | Y | Information | Accepted | 12/17/2010 6:13:10 PM
1244 | Magnesium | 7439-95-4 | 149617 | Y | N | Inorganics, Major, Metals | Accepted | 3/2/2007 8:41:13 AM
5142 | Magnesium phosphide | 12057-74-8 | 178293 | N | N | Not Assigned | Accepted | 4/1/2015 3:21:13 PM
2388 | Magnetite (Fe3O4) | 1309-38-2 | 82503 | N | N | Not Assigned | Accepted | 3/2/2007 8:41:13 AM
2995 | Malaoxon | 1634-78-2 | 687087 | Y | N | Organics, Pesticide | Accepted | 1/9/2008 10:25:40 AM
1245 | Malathion | 121-75-5 | 31922 | N | N | Organics, Pesticide | Accepted | 7/22/2014 12:00:00 AM
3847 | Malathion-D10 | 347841-48-9 | 1736840 | N | N | Organics, Pesticide | Accepted | 7/22/2014 12:00:00 AM
1246 | Maleic anhydride | 108-31-6 | 25015 | Y | N | Not Assigned | Accepted | 3/2/2007 8:41:13 AM
1247 | Mancozeb | 8018-01-7 | 158972 | N | N | Organics, Pesticide | Accepted | 3/2/2007 8:41:14 AM
6421 | Mandestrobin | 173662-97-0 | 1734926 | N | N | Not Assigned | Accepted | 4/6/2017 10:15:46 AM
5068 | Mandipropamid | 374726-62-2 | 1734822 | N | N | Not Assigned | Accepted | 3/9/2015 12:58:05 PM
1248 | Maneb | 12427-38-2 | 182170 | N | N | Organics, Pesticide | Accepted | 3/2/2007 8:41:14 AM
1249 | Manganese | 7439-96-5 | 149625 | Y | N | Inorganics, Minor, Metals | Accepted | 3/2/2007 8:41:14 AM
1250 | Manganese dimethyldithiocarbamate | 15339-36-3 | 199356 | N | N | Organics, Pesticide | Accepted | 3/2/2007 8:41:14 AM
7040 | Manganese(II) | 16397-91-4 |  | N | N | Not Assigned | Accepted | 5/16/2018 8:45:15 AM
1251 | Manganese-54 | 13966-31-9 | 776104 | N | N | Radiochemical | Accepted | 7/22/2014 12:00:00 AM
1252 | Maple lactone | 80-71-7 | 8490 | Y | N | Not Assigned | Accepted | 3/2/2007 8:41:14 AM
2835 | Margalef Taxonomic Diversity Index |  | 17164328 | N | N | Physical | Accepted | 3/2/2007 8:41:14 AM
3409 | Max Pool Width |  |  | N | N | Physical | Accepted | 6/29/2010 8:41:23 AM
5101 | Maximum total trihalomethane potential |  | 1640457 | N | N | Not Assigned | Accepted | 3/12/2015 12:25:16 PM
1253 | MBAS |  | 755298 | Y | N | Not Assigned | Accepted | 3/2/2007 8:41:14 AM
4250 | MC 1 (part of chlordane total) | 98318-98-0 |  | N | N | Organics, Pesticide | Accepted | 5/30/2013 8:42:18 AM
4251 | MC 2 (part of chlordane total) | 98318-99-1 |  | N | N | Organics, Pesticide | Accepted | 5/30/2013 8:42:18 AM
4231 | MC 3 (part of chlordane total) | 68961-33-1 |  | N | N | Organics, Pesticide | Accepted | 5/30/2013 8:42:18 AM
4248 | MC 4 (part of chlordane total) | 98255-11-9 |  | N | N | Organics, Pesticide | Accepted | 2/27/2014 6:09:08 PM
4218 | MC 5 (part of chlordane total) | 31503-68-1 |  | N | N | Organics, Pesticide | Accepted | 5/30/2013 8:42:18 AM
4249 | MC 6 (part of chlordane total) | 98318-97-9 |  | N | N | Organics, Pesticide | Accepted | 5/30/2013 8:42:18 AM
4252 | MC 7 (part of chlordane total) | 98523-45-6 |  | N | N | Organics, Pesticide | Accepted | 5/30/2013 8:42:18 AM
4253 | MC 8 (part of chlordane total) | 98523-46-7 |  | N | N | Organics, Pesticide | Accepted | 5/30/2013 8:42:18 AM
1259 | MCPA | 94-74-6 | 15644 | Y | N | Organics, Pesticide | Accepted | 3/2/2007 8:41:14 AM
4457 | MCPA Methyl Ester (MCPA Ester) | 2436-73-9 |  | N | N | Not Assigned | Accepted | 3/20/2015 1:29:32 PM
1260 | MCPB | 94-81-5 | 15693 | Y | N | Organics, Pesticide | Accepted | 3/2/2007 8:41:14 AM
3881 | MDA | 4764-17-4 | 1736692 | N | N | Organics, Other | Accepted | 7/22/2014 12:00:00 AM
3882 | MDEA | 82801-81-8 | 1736694 | N | N | Organics, Other | Accepted | 7/22/2014 12:00:00 AM
3883 | MDMA | 42542-10-9 | 1736696 | N | N | Organics, Other | Accepted | 7/22/2014 12:00:00 AM
5564 | Mean PEC Quotient, All analytes |  |  | N | N | Not Assigned | Accepted | 12/21/2015 3:01:39 PM
5565 | Mean PEC Quotient, Metals |  |  | N | N | Not Assigned | Accepted | 12/21/2015 3:01:39 PM
5566 | Mean PEC Quotient, PAHs |  |  | N | N | Not Assigned | Accepted | 12/21/2015 3:01:39 PM
5567 | Mean PEC Quotient, PCBs |  |  | N | N | Not Assigned | Accepted | 12/21/2015 3:01:39 PM
3550 | Measured reach length |  |  | N | N | Physical | Accepted | 5/23/2011 5:30:18 PM
1265 | Mecoprop | 93-65-2 | 15008 | Y | N | Organics, Pesticide | Accepted | 3/2/2007 8:41:15 AM
5069 | Mecoprop-p (mcpp-p) | 16484-77-8 | 204362 | N | N | Not Assigned | Accepted | 3/9/2015 12:58:05 PM
2354 | Medroxyprogesterone | 520-85-4 | 17164021 | Y | N | Not Assigned | Accepted | 3/2/2007 8:41:15 AM
4741 | Medroxyprogesterone acetate | 71-58-9 | 4804 | N | N | Not Assigned | Accepted | 3/24/2014 9:00:00 AM
4811 | Medroxyprogesterone acetate-d6 |  |  | N | N | Not Assigned | Accepted | 3/24/2014 9:00:00 AM
4027 | Medroxyprogesterone-d3 | 162462-69-3 |  | N | N | Not Assigned | Accepted | 3/29/2013 8:42:18 AM
4191 | Mefenamic acid | 61-68-7 |  | N | N | Organics, Other | Accepted | 5/30/2013 8:42:18 AM
4192 | Mefenamic acid 3-hydroxy methyl | 5129-20-4 |  | N | N | Organics, Other | Accepted | 5/30/2013 8:42:18 AM
2389 | Megestrol acetate | 595-33-5 | 17003120 | Y | N | Not Assigned | Accepted | 3/2/2007 8:41:15 AM
6803 | Melengestrol acetate | 2919-66-6 |  | N | N | Not Assigned | Accepted | 10/27/2017 1:27:27 PM
4742 | Melphalan | 148-82-3 | 39834 | N | N | Not Assigned | Accepted | 3/24/2014 9:00:00 AM
4785 | Melphalan-d8 | 1217854-43-7 |  | N | N | Not Assigned | Accepted | 3/24/2014 9:00:00 AM
2039 | Menadione | 58-27-5 | 2782 | Y | N | Not Assigned | Accepted | 3/2/2007 8:41:15 AM
4539 | Menthol | 1490-04-6 | 87510 | N | N | Not Assigned | Accepted | 7/10/2013 11:19:06 AM
3885 | Meperidine | 57-42-1 | 1736700 | N | N | Organics, Other | Accepted | 7/22/2014 12:00:00 AM
3886 | Mephobarbital | 115-38-8 | 1736904 | N | N | Organics, Other | Accepted | 7/22/2014 12:00:00 AM
3931 | Meprobamate | 57-53-4 | 2576 | N | N | Not Assigned | Accepted | 7/22/2014 12:00:00 AM
1678 | Mercuric chloride | 7487-94-7 | 150789 | N | N | Not Assigned | Accepted | 9/23/2016 9:21:00 AM
1266 | Mercury | 7439-97-6 | 149633 | Y | N | Inorganics, Minor, Metals | Accepted | 3/2/2007 8:41:15 AM
2390 | Meropenem | 96036-03-2 | 17164161 | Y | N | Not Assigned | Accepted | 3/2/2007 8:41:15 AM
1267 | Merphos | 150-50-5 | 40048 | N | N | Organics, Pesticide | Accepted | 7/22/2014 12:00:00 AM
2394 | Mesityl oxide | 141-79-7 | 38463 | Y | N | Not Assigned | Accepted | 3/2/2007 8:41:15 AM
3486 | Mesosulfuron-methyl | 208465-21-8 | 964676 | Y | N | Organics, Pesticide | Accepted | 11/29/2010 4:53:09 PM
3613 | Mesotrione | 104206-82-8 | 964080 | N | N | Organics, Pesticide | Accepted | 7/1/2011 4:34:35 PM
2391 | Mestranol | 72-33-3 | 17002189 | Y | N | Organics, Other | Accepted | 3/2/2007 8:41:15 AM
4042 | Mestranol-d4 | 72-33-4 | 17002190 | N | N | Organics, Other | Accepted | 3/29/2013 8:42:18 AM
1268 | meta & para Xylene mix |  | 966689 | Y | N | Organics, Other | Accepted | 3/2/2007 8:41:15 AM
1269 | Metalaxyl | 57837-19-1 | 310664 | N | N | Organics, Pesticide | Accepted | 7/22/2014 12:00:00 AM
3477 | Metalaxyl-M | 70630-17-0 | 524942 | Y | N | Organics, Pesticide | Accepted | 11/29/2010 4:53:08 PM
2392 | Metaldehyde | 108-62-3 | 25221 | Y | N | Organics, Pesticide | Accepted | 3/2/2007 8:41:15 AM
5036 | Metaxalone | 1665-48-1 | 1827069 | N | N | Organics, Other | Accepted | 2/2/2015 9:09:37 AM
4743 | Metformin | 657-24-9 | 1735743 | N | N | Not Assigned | Accepted | 3/24/2014 9:00:00 AM
4766 | Metformin-d6 | 1185166-01-1 |  | N | N | Not Assigned | Accepted | 3/24/2014 9:00:00 AM
1271 | Methacrylic acid | 79-41-4 | 7831 | N | N | Not Assigned | Accepted | 7/22/2014 12:00:00 AM
1272 | Methacrylonitrile | 126-98-7 | 34082 | N | N | Organics, Other | Accepted | 7/22/2014 12:00:00 AM
4193 | Methadone | 76-99-3 | 1827101 | N | N | Organics, Other | Accepted | 5/30/2013 8:42:18 AM
5037 | Methadone-d9 |  |  | N | N | Not Assigned | Accepted | 2/2/2015 9:09:37 AM
1273 | Methamidophos | 10265-92-6 | 169813 | N | N | Organics, Pesticide | Accepted | 7/22/2014 12:00:00 AM
5306 | Methamphetamine | 537-46-2 |  | N | N | Not Assigned | Accepted | 5/8/2015 10:22:29 AM
3933 | Methamphetamine hydrochloride | 51-57-0 | 1412 | N | N | Organics, Other | Accepted | 7/22/2014 12:00:00 AM
1274 | Methane | 74-82-8 | 5066 | N | N | Organics, Other | Accepted | 7/22/2014 12:00:00 AM
1275 | Methanol | 67-56-1 | 4283 | Y | N | Organics, Other | Accepted | 3/2/2007 8:41:16 AM
3215 | Methanone, bis(4-chlorophenyl)- | 90-98-2 | 13185 | Y | N | Organics, Pesticide | Accepted | 3/25/2010 9:08:32 AM
1276 | Methapyrilene | 91-80-5 | 13698 | N | N | Organics, Other | Accepted | 7/22/2014 12:00:00 AM
1277 | Methidathion | 950-37-8 | 75127 | N | N | Organics, Pesticide | Accepted | 7/22/2014 12:00:00 AM
1278 | Methiocarb | 2032-65-7 | 95679 | N | N | Organics, Pesticide | Accepted | 7/22/2014 12:00:00 AM
5304 | Methiocarb sulfone | 2179-25-1 | 17123563 | N | N | Not Assigned | Accepted | 5/5/2015 2:08:30 PM
5305 | Methiocarb sulfoxide | 2635-10-1 | 17123852 | N | N | Not Assigned | Accepted | 5/5/2015 2:08:31 PM
5038 | Methocarbamol | 532-03-6 | 50724 | N | N | Not Assigned | Accepted | 2/2/2015 9:09:38 AM
1279 | Methomyl | 16752-77-5 | 205609 | N | N | Organics, Pesticide | Accepted | 7/22/2014 12:00:00 AM
7732 | Methomyl-13C2, N15 |  |  | N | N | Not Assigned | Accepted | 2/11/2019 5:42:36 PM
4673 | Methoprene | 40596-69-8 | 281691 | N | N | Organics, Pesticide | Accepted | 7/22/2014 12:00:00 AM
4167 | Methotrexate | 59-05-2 | 3012 | N | N | Organics, Other | Accepted | 5/30/2013 8:42:18 AM
5131 | Methoxone sodium salt | 3653-48-3 | 117754 | N | N | Not Assigned | Accepted | 4/1/2015 3:21:13 PM
1280 | Methoxychlor | 72-43-5 | 4903 | N | N | Organics, Pesticide | Accepted | 7/22/2014 12:00:00 AM
3497 | Methoxyfenozide | 161050-58-4 | 964635 | Y | N | Organics, Pesticide | Accepted | 11/29/2010 4:53:48 PM
1281 | Methyl acetate | 79-20-9 | 7674 | N | N | Organics, Other | Accepted | 7/22/2014 12:00:00 AM
3586 | Methyl Acrylate | 96-33-3 | 16790 | N | N | Organics, Other | Accepted | 7/22/2014 12:00:00 AM
1294 | Methyl arachidate | 1120-28-1 | 78931 | N | N | Not Assigned | Accepted | 3/2/2007 8:41:16 AM
1282 | Methyl benzoate | 93-58-3 | 14969 | N | N | Not Assigned | Accepted | 3/2/2007 8:41:16 AM
1283 | Methyl bromide | 74-83-9 | 5074 | N | N | Organics, Pesticide | Accepted | 7/22/2014 12:00:00 AM
1285 | Methyl cyclohexanecarboxylate | 4630-82-4 | 961862 | Y | N | Not Assigned | Accepted | 3/2/2007 8:41:16 AM
1286 | Methyl decanoate | 110-42-9 | 26641 | N | N | Not Assigned | Accepted | 3/2/2007 8:41:16 AM
872 | Methyl dehydroabietate | 1235-74-1 | 961383 | Y | N | Not Assigned | Accepted | 3/2/2007 8:41:16 AM
1287 | Methyl disulfide | 624-92-0 | 63362 | N | N | Not Assigned | Accepted | 3/2/2007 8:41:16 AM
1288 | Methyl ethyl ketone | 78-93-3 | 7443 | N | N | Organics, Other | Accepted | 7/22/2014 12:00:00 AM
1289 | Methyl ethyl ketone peroxide | 1338-23-4 | 85969 | N | N | Not Assigned | Accepted | 3/2/2007 8:41:17 AM
1290 | Methyl heptadecanoate | 1731-92-6 | 91611 | N | N | Not Assigned | Accepted | 3/2/2007 8:41:17 AM
1291 | Methyl heptanoate | 106-73-0 | 23853 | N | N | Not Assigned | Accepted | 3/2/2007 8:41:17 AM
1292 | Methyl heptenone | 409-02-9 | 45054 | N | N | Not Assigned | Accepted | 3/2/2007 8:41:17 AM
1284 | Methyl hexanoate | 106-70-7 | 23820 | Y | N | Not Assigned | Accepted | 3/2/2007 8:41:17 AM
1293 | Methyl hydrazine | 60-34-4 | 3376 | N | N | Not Assigned | Accepted | 3/2/2007 8:41:17 AM
1295 | Methyl iodide | 74-88-4 | 5124 | N | N | Organics, Pesticide | Accepted | 7/22/2014 12:00:00 AM
1297 | Methyl isobutyl ketone | 108-10-1 | 24851 | N | N | Organics, Other | Accepted | 7/22/2014 12:00:00 AM
1298 | Methyl isopropyl ketone | 563-80-4 | 54767 | N | N | Not Assigned | Accepted | 3/2/2007 8:41:17 AM
1299 | Methyl isothiocyanate | 556-61-6 | 53934 | N | N | Organics, Pesticide | Accepted | 3/2/2007 8:41:17 AM
1300 | Methyl laurate | 111-82-0 | 27904 | N | N | Not Assigned | Accepted | 3/2/2007 8:41:17 AM
1301 | Methyl linoleate | 112-63-0 | 28605 | N | N | Not Assigned | Accepted | 3/2/2007 8:41:17 AM
1302 | Methyl m-chlorobenzoate | 2905-65-9 | 108613 | N | N | Not Assigned | Accepted | 3/2/2007 8:41:17 AM
1303 | Methyl mercaptan | 74-93-1 | 5157 | Y | N | Not Assigned | Accepted | 3/2/2007 8:41:17 AM
1304 | Methyl methacrylate | 80-62-6 | 8458 | N | N | Organics, Other | Accepted | 7/22/2014 12:00:00 AM
1305 | Methyl methanesulfonate | 66-27-3 | 4093 | N | N | Organics, Other | Accepted | 7/22/2014 12:00:00 AM
1307 | Methyl myristate | 124-10-7 | 33399 | N | N | Not Assigned | Accepted | 3/2/2007 8:41:18 AM
2044 | Methyl nonyl ketone | 112-12-9 | 28134 | Y | N | Not Assigned | Accepted | 3/2/2007 8:41:18 AM
1308 | Methyl o-benzoylbenzoate | 606-28-0 | 58917 | Y | N | Not Assigned | Accepted | 3/2/2007 8:41:18 AM
1309 | Methyl octanoate | 111-11-5 | 27243 | N | N | Not Assigned | Accepted | 3/2/2007 8:41:18 AM
2057 | Methyl oleate | 112-62-9 | 28597 | Y | N | Not Assigned | Accepted | 3/2/2007 8:41:18 AM
1310 | Methyl palmitate | 112-39-0 | 28399 | N | N | Not Assigned | Accepted | 3/2/2007 8:41:18 AM
1311 | Methyl paraoxon | 950-35-6 | 686493 | Y | N | Organics, Pesticide | Accepted | 3/2/2007 8:41:18 AM
1312 | Methyl parathion | 298-00-0 | 41194 | Y | N | Organics, Pesticide | Accepted | 3/2/2007 8:41:18 AM
1313 | Methyl propyl disulfide | 2179-60-4 | 98152 | N | N | Not Assigned | Accepted | 3/2/2007 8:41:18 AM
2395 | Methyl salicylate | 119-36-8 | 30635 | Y | N | Organics, Other | Accepted | 3/2/2007 8:41:18 AM
1314 | Methyl stearate | 112-61-8 | 28589 | N | N | Not Assigned | Accepted | 3/2/2007 8:41:18 AM
1315 | Methyl tert-butyl ether | 1634-04-4 | 89870 | Y | N | Organics, Other | Accepted | 3/2/2007 8:41:18 AM
1306 | Methyl toluate | 25567-11-7 | 233361 | N | N | Not Assigned | Accepted | 3/2/2007 8:41:18 AM
1930 | Methyl trans-crotonate | 623-43-8 | 62869 | Y | N | Not Assigned | Accepted | 3/2/2007 8:41:18 AM
1316 | Methyl tridecanoate | 1731-88-0 | 91603 | N | N | Not Assigned | Accepted | 3/2/2007 8:41:18 AM
1318 | Methylamine | 74-89-5 | 5132 | N | N | Not Assigned | Accepted | 3/2/2007 8:41:18 AM
1319 | Methylanthracene | 26914-18-1 | 52450418 | Y | N | Organics, Other | Accepted | 3/2/2007 8:41:18 AM
1320 | Methylarsonic acid | 124-58-3 | 52450079 | Y | N | Organics, Pesticide | Accepted | 3/2/2007 8:41:19 AM
7119 | Methylbenzaldehyde | 1334-78-7 | 85639 | N | N | Not Assigned | Accepted | 6/7/2018 8:49:38 AM
1322 | Methylbiphenyl | 28652-72-4 | 250266 | N | N | Not Assigned | Accepted | 3/2/2007 8:41:19 AM
2396 | Methylchrysene | 41637-90-5 | 524672110 | Y | N | Organics, Other | Accepted | 3/2/2007 8:41:19 AM
1323 | Methylcyclohexane | 108-87-2 | 25445 | N | N | Organics, Other | Accepted | 7/22/2014 12:00:00 AM
878 | Methylcyclohexane-d14 | 10120-28-2 | 962167 | Y | N | Not Assigned | Accepted | 3/2/2007 8:41:19 AM
1324 | Methylcyclohexanol | 25639-42-3 | 233940 | Y | N | Not Assigned | Accepted | 3/2/2007 8:41:19 AM
1326 | Methylcyclopentane | 96-37-7 | 16824 | N | N | Not Assigned | Accepted | 3/2/2007 8:41:19 AM
2947 | Methyldibenzothiophene | 30995-64-3 | 17074873 | Y | N | Organics, Other | Accepted | 3/2/2007 8:41:19 AM
1328 | Methylene chloride | 75-09-2 | 5306 | Y | N | Organics, Other | Accepted | 3/2/2007 8:41:19 AM
3729 | Methylene chloride + Chlorobenzene |  |  | Y | N | Not Assigned | Accepted | 9/10/2014 12:00:00 AM
1329 | Methylene dithiocyanate | 6317-18-6 | 139857 | N | N | Organics, Pesticide | Accepted | 3/2/2007 8:41:19 AM
1330 | Methylfluorene | 26914-17-0 | 711408 | Y | N | Organics, Other | Accepted | 3/2/2007 8:41:19 AM
1332 | Methylindan | 27133-93-3 | 691592 | Y | N | Not Assigned | Accepted | 3/2/2007 8:41:19 AM
1333 | Methylindene | 29036-25-7 | 962894 | N | N | Not Assigned | Accepted | 3/2/2007 8:41:19 AM
1334 | Methylmercury(1+) | 22967-92-6 | 222877 | Y | N | Organics, Other | Accepted | 3/2/2007 8:41:19 AM
1335 | Methylnaphthalene | 1321-94-4 | 83782 | N | N | Organics, Other | Accepted | 7/22/2014 12:00:00 AM
3563 | Methylparaben | 99-76-3 | 18911 | N | N | Organics, Other | Accepted | 7/22/2014 12:00:00 AM
1336 | Methylphenanthrene | 31711-53-2 | 711697 | Y | N | Not Assigned | Accepted | 3/2/2007 8:41:19 AM
4194 | Methylphenidate | 113-45-1 | 1827071 | N | N | Organics, Other | Accepted | 5/30/2013 8:42:18 AM
4809 | Methylprednisolone-d3 |  |  | N | N | Not Assigned | Accepted | 3/24/2014 9:00:00 AM
1337 | Methylpyridine | 1333-41-1 | 85456 | N | N | Organics, Other | Accepted | 3/2/2007 8:41:19 AM
6464 | Methylseleninic Acid | 28274-57-9 |  | N | N | Not Assigned | Accepted | 4/14/2017 8:10:43 AM
1339 | Metiram | 9006-42-2 | 162537 | N | N | Organics, Pesticide | Accepted | 3/2/2007 8:41:20 AM
1340 | Metolachlor | 51218-45-2 | 291013 | N | N | Organics, Pesticide | Accepted | 7/22/2014 12:00:00 AM
3983 | Metolachlor ESA | 171118-09-5 | 1736962 | N | N | Organics, Pesticide | Accepted | 7/22/2014 12:00:00 AM
3984 | Metolachlor OA | 152019-73-3 | 1736964 | N | N | Organics, Pesticide | Accepted | 7/22/2014 12:00:00 AM
3965 | Metoprolol | 51384-51-1 | 1735719 | N | N | Organics, Other | Accepted | 7/22/2014 12:00:00 AM
4772 | Metoprolol-d7 | 1219798-61-4 |  | N | N | Not Assigned | Accepted | 3/24/2014 9:00:00 AM
1341 | Metribuzin | 21087-64-9 | 219204 | N | N | Organics, Pesticide | Accepted | 7/22/2014 12:00:00 AM
4890 | Metribuzin DA | 35045-02-4 | 1730059 | N | N | Organics, Pesticide | Accepted | 7/22/2014 12:00:00 AM
4894 | Metribuzin DADK | 52236-30-3 | 1730061 | N | N | Organics, Pesticide | Accepted | 7/22/2014 12:00:00 AM
4895 | Metribuzin DK | 56507-37-0 | 1730063 | N | N | Organics, Pesticide | Accepted | 7/22/2014 12:00:00 AM
4744 | Metronidazole | 443-48-1 | 45724 | N | N | Not Assigned | Accepted | 3/24/2014 9:00:00 AM
4791 | Metronidazole-d4 | 1261397-74-3 |  | N | N | Not Assigned | Accepted | 3/24/2014 9:00:00 AM
1342 | Metsulfuron | 79510-48-8 | 52450442 | Y | N | Organics, Pesticide | Accepted | 3/2/2007 8:41:20 AM
3614 | Metsulfuron-methyl | 74223-64-6 | 582726 | N | N | Organics, Pesticide | Accepted | 7/22/2014 12:00:00 AM
4927 | Mevastatin | 73573-88-3 |  | N | N | Organics, Other | Accepted | 6/19/2014 12:00:00 AM
1343 | Mevinphos | 7786-34-7 | 155309 | Y | N | Organics, Pesticide | Accepted | 3/2/2007 8:41:20 AM
1344 | Mexacarbate | 315-18-4 | 42135 | N | N | Organics, Pesticide | Accepted | 3/2/2007 8:41:20 AM
1345 | Mica group minerals | 12001-26-2 | 173591 | N | N | Not Assigned | Accepted | 3/2/2007 8:41:20 AM
4551 | Miconazole | 22916-47-8 | 1735689 | N | N | Not Assigned | Accepted | 7/10/2013 11:19:06 AM
7206 | Micro Algae Stream Reach Thickness Average |  |  | N | N | Not Assigned | Accepted | 8/1/2018 2:09:09 PM
1346 | Microcystin | 77238-39-2 | 963702 | N | N | Organics, Other | Accepted | 7/22/2014 12:00:00 AM
3092 | Microcystin AR | 138258-91-0 |  | N | N | Not Assigned | Accepted | 5/20/2016 3:34:22 PM
3088 | Microcystin dLR | 134842-07-2 |  | N | N | Not Assigned | Accepted | 5/20/2016 3:34:22 PM
7020 | Microcystin dRR | 131022-02-1 |  | N | N | Not Assigned | Accepted | 4/13/2018 12:59:59 PM
3091 | Microcystin FR | 111982-70-8 |  | N | N | Not Assigned | Accepted | 5/20/2016 3:34:22 PM
5201 | Microcystin LA | 96180-79-9 | 1735653 | N | N | Organics, Other | Accepted | 4/15/2015 7:55:56 AM
5402 | Microcystin LF | 154037-70-4 | 1735804 | N | N | Not Assigned | Accepted | 10/5/2015 1:30:07 PM
2996 | Microcystin LR | 101043-37-2 | 1714275 | N | N | Organics, Other | Accepted | 1/9/2008 10:25:41 AM
5403 | Microcystin LW | 157622-02-1 | 1735663 | N | N | Not Assigned | Accepted | 10/5/2015 1:30:07 PM
5598 | Microcystin LY | 123304-10-9 | 1735659 | N | N | Not Assigned | Accepted | 1/6/2016 11:49:51 AM
3093 | Microcystin mLR |  |  | N | N | Not Assigned | Accepted | 5/20/2016 3:34:22 PM
3087 | Microcystin MR (or Munkn) |  |  | N | N | Not Assigned | Accepted | 5/20/2016 3:34:22 PM
3095 | Microcystin mRR |  |  | N | N | Not Assigned | Accepted | 5/20/2016 3:34:22 PM
3089 | Microcystin ND |  |  | N | N | Not Assigned | Accepted | 5/20/2016 3:34:22 PM
5170 | Microcystin RR | 111755-37-4 | 1735657 | N | N | Organics, Other | Accepted | 4/15/2015 7:55:56 AM
3090 | Microcystin WR | 138234-58-9 |  | N | N | Not Assigned | Accepted | 5/20/2016 3:34:22 PM
5217 | Microcystin YR | 101064-48-6 | 1735655 | N | N | Organics, Other | Accepted | 4/15/2015 7:55:57 AM
7021 | Microcystin-HilR |  |  | N | N | Not Assigned | Accepted | 4/13/2018 12:59:59 PM
7022 | Microcystin-HtyR |  |  | N | N | Not Assigned | Accepted | 4/13/2018 12:59:59 PM
3094 | Microcystins |  | 1790649 | N | N | Not Assigned | Accepted | 5/20/2016 3:34:22 PM
6561 | Microcystins and nodularins |  |  | Y | N | Not Assigned | Accepted | 6/8/2017 12:36:43 PM
6637 | Microhabitat Type - Plant |  |  | N | N | Not Assigned | Accepted | 7/5/2017 11:22:41 AM
6634 | Microhabitat Type - Pool |  |  | N | N | Not Assigned | Accepted | 7/5/2017 11:22:41 AM
6635 | Microhabitat Type - Riffle |  |  | N | N | Not Assigned | Accepted | 7/5/2017 11:22:41 AM
6638 | Microhabitat Type - Root |  |  | N | N | Not Assigned | Accepted | 7/5/2017 11:22:41 AM
6636 | Microhabitat Type - Sand |  |  | N | N | Not Assigned | Accepted | 7/5/2017 11:22:41 AM
6642 | Microhabitats found |  |  | N | N | Not Assigned | Accepted | 7/5/2017 11:22:41 AM
6348 | Micrometer Conversion Factor, crustaceans |  |  | N | N | Not Assigned | Accepted | 2/27/2017 9:53:18 AM
6351 | Micrometer Conversion Factor, rotifers |  |  | N | N | Not Assigned | Accepted | 2/27/2017 9:53:18 AM
6356 | Micrometer units |  |  | N | N | Not Assigned | Accepted | 2/27/2017 9:53:18 AM
5426 | Mineral Spirit Range Organics | 68551-17-7 |  | N | N | Not Assigned | Accepted | 12/10/2015 11:42:06 AM
2399 | Minocycline | 10118-90-8 | 17164039 | Y | N | Organics, Other | Accepted | 3/2/2007 8:41:20 AM
1348 | MIOX micaceous iron oxide |  | 52450905 | Y | N | Not Assigned | Accepted | 3/2/2007 8:41:20 AM
1349 | Mirex | 2385-85-5 | 100883 | N | N | Organics, Pesticide | Accepted | 7/22/2014 12:00:00 AM
4195 | Modafinil | 68693-11-8 |  | N | N | Organics, Other | Accepted | 5/30/2013 8:42:18 AM
4196 | Modafinil acid | 112111-45-2 |  | N | N | Organics, Other | Accepted | 5/30/2013 8:42:18 AM
1352 | Moisture content |  | 1644012 | N | N | Physical | Accepted | 7/22/2014 12:00:00 AM
1353 | Molinate | 2212-67-1 | 98590 | Y | N | Organics, Pesticide | Accepted | 3/2/2007 8:41:21 AM
1354 | Molybdenum | 7439-98-7 | 149641 | Y | N | Inorganics, Minor, Metals | Accepted | 3/2/2007 8:41:21 AM
3187 | Molybdenum-99 | 14119-15-4 | 776369 | Y | N | Radiochemical | Accepted | 3/25/2010 9:08:30 AM
6422 | Momfluorothrin | 609346-29-4 | 1734924 | N | N | Not Assigned | Accepted | 4/6/2017 10:15:46 AM
3564 | Monensin | 17090-79-8 | 17152232 | N | N | Organics, Other | Accepted | 7/22/2014 12:00:00 AM
4994 | Mono(2-ethylhexyl) adipate | 4337-65-9 | 710079 | N | N | Not Assigned | Accepted | 11/21/2014 7:37:19 AM
7505 | Monobutyltin | 78763-54-9 |  | N | N | Not Assigned | Accepted | 10/29/2018 3:17:32 PM
1356 | Monochlorobiphenyl | 27323-18-8 | 245282 | N | N | Not Assigned | Accepted | 7/22/2014 12:00:00 AM
6702 | Monocrotaline | 315-22-0 | 17000621 | N | N | Organics, Other | Accepted | 8/22/2017 12:05:49 PM
6701 | Monocrotaline N-oxide | 35337-98-5 | 17000621 | N | N | Organics, Other | Accepted | 8/22/2017 12:05:48 PM
1357 | Monocrotophos | 6923-22-4 | 145995 | N | N | Organics, Pesticide | Accepted | 7/22/2014 12:00:00 AM
4197 | Monoethylglycinexylidide | 7728-40-7 |  | N | N | Organics, Other | Accepted | 5/30/2013 8:42:18 AM
4899 | Monomethylarsonic Acid | 124-58-3 | 52450079 | N | N | Not Assigned | Accepted | 6/5/2014 12:00:00 AM
4198 | Montelukast | 158966-92-8 | 1827311 | N | N | Organics, Other | Accepted | 5/30/2013 8:42:18 AM
1358 | Monuron | 150-68-5 | 40071 | N | N | Organics, Pesticide | Accepted | 7/22/2014 12:00:00 AM
3939 | Morphinan-6-one, 4,5-epoxy-14-hydroxy-3-methoxy-17-methyl-, (5.alpha.)- | 76-42-6 | 1735765 | N | N | Organics, Other | Accepted | 12/5/2012 9:31:33 AM
3889 | Morphine | 57-27-2 | 1736708 | N | N | Organics, Other | Accepted | 7/22/2014 12:00:00 AM
3943 | Morpholine, 3-methyl-2-phenyl- | 134-49-6 | 1714580 | N | N | Organics, Other | Accepted | 7/22/2014 12:00:00 AM
3162 | Mortality |  |  | N | N | Not Assigned | Accepted | 12/10/2009 11:20:46 AM
7204 | Moss Stream Reach Coverage Average |  |  | N | Y | Not Assigned | Accepted | 8/1/2018 3:34:38 PM
1359 | Motor oil |  | 777383 | Y | N | Not Assigned | Accepted | 3/2/2007 8:41:21 AM
2400 | Moxifloxacin | 151096-09-2 | 17294356 | Y | N | Not Assigned | Accepted | 3/2/2007 8:41:21 AM
4816 | Moxifloxacin-13C-d3 |  |  | N | N | Not Assigned | Accepted | 3/24/2014 9:00:00 AM
7494 | Musk Indane | 15353-35-0 |  | N | N | Not Assigned | Accepted | 10/18/2018 6:46:02 PM
3935 | Musk ketone | 81-14-1 | 8615 | N | N | Organics, Other | Accepted | 7/22/2014 12:00:00 AM
116 | Musk moskine | 116-66-5 | 29538 | Y | N | Not Assigned | Accepted | 3/2/2007 8:41:21 AM
7495 | Musk Tibetene | 145-39-1 |  | N | N | Not Assigned | Accepted | 10/18/2018 6:46:02 PM
3818 | Mussels observed (choice list) |  |  | N | Y | Biological | Accepted | 10/25/2012 3:10:14 PM
1507 | Mustard gas | 505-60-2 | 48850 | N | N | Not Assigned | Accepted | 9/23/2016 9:21:01 AM
2401 | Myclobutanil | 88671-89-0 | 600957 | Y | N | Organics, Pesticide | Accepted | 3/2/2007 8:41:21 AM
2402 | Mycobacterium |  | 764142 | N | N | Microbiological | Accepted | 3/2/2007 8:41:21 AM
6802 | Mycophenolate mofetil | 128794-94-5 |  | N | N | Not Assigned | Accepted | 10/27/2017 1:27:27 PM
1362 | Myristic acid | 544-63-8 | 52837 | Y | N | Not Assigned | Accepted | 3/2/2007 8:41:21 AM
5089 | N,N'-Diethylcarbanilide | 85-98-3 | 10603 | N | N | Not Assigned | Accepted | 3/10/2015 12:01:14 PM
1364 | N,N-Diethyl-m-toluamide | 134-62-3 | 36137 | Y | N | Organics, Pesticide | Accepted | 3/2/2007 8:41:21 AM
1363 | N,N-Diethylaniline | 91-66-7 | 13615 | Y | N | Not Assigned | Accepted | 3/2/2007 8:41:21 AM
1413 | N,N-Dimethylaniline | 121-69-7 | 31880 | N | N | Not Assigned | Accepted | 9/23/2016 9:21:01 AM
1365 | N,N-Dimethylformamide | 68-12-2 | 4416 | N | N | Not Assigned | Accepted | 3/2/2007 8:41:22 AM
5168 | N,N-Dimethyloctadecylamine | 124-28-7 | 33522 | N | N | Not Assigned | Accepted | 4/14/2015 3:35:04 PM
5193 | N,N-Dimethyloctylamine | 7378-99-6 | 148866 | Y | N | Not Assigned | Accepted | 4/14/2015 3:35:04 PM
1366 | N,N-Dimethylstearamide | 3886-90-6 | 119867 | Y | N | Not Assigned | Accepted | 3/2/2007 8:41:22 AM
3728 | N-(4-Chlorophenyl)-N'-methylurea |  |  | Y | N | Not Assigned | Accepted | 9/10/2014 12:00:00 AM
1367 | N-2-Ethylhexylbicycloheptenedicarboximide | 113-48-4 | 28878 | Y | N | Organics, Pesticide | Accepted | 3/2/2007 8:41:22 AM
2108 | n-Amyl acetate | 628-63-7 | 64394 | Y | N | Not Assigned | Accepted | 3/2/2007 8:41:22 AM
1376 | n-Butyl acetate | 123-86-4 | 33233 | N | N | Not Assigned | Accepted | 7/22/2014 12:00:00 AM
1378 | n-Butyl lactate | 138-22-7 | 37143 | Y | N | Not Assigned | Accepted | 3/2/2007 8:41:22 AM
2147 | N-Butylacetanilide | 91-49-6 | 13458 | Y | N | Not Assigned | Accepted | 3/2/2007 8:41:23 AM
1379 | n-Butylbenzene | 104-51-8 | 22137 | N | N | Organics, Other | Accepted | 7/22/2014 12:00:00 AM
6521 | N-ethyl perfluorooctanesulfonamidoacetic acid | 2991-50-6 |  | N | N | Not Assigned | Accepted | 5/9/2017 9:13:03 AM
6522 | N-methyl perfluorooctanesulfonamidoacetic acid | 2355-31-9 |  | N | N | Not Assigned | Accepted | 5/9/2017 9:14:40 AM
1425 | N-Methyl-2-pyrrolidone | 872-50-4 | 72744 | N | N | Not Assigned | Accepted | 7/22/2014 12:00:00 AM
1433 | N-Nitroso-N-ethylurea | 759-73-9 | 69245 | N | N | Not Assigned | Accepted | 3/2/2007 8:41:26 AM
1434 | N-Nitroso-N-methylurea | 684-93-5 | 67462 | N | N | Not Assigned | Accepted | 3/2/2007 8:41:26 AM
1428 | N-Nitrosodi-n-butylamine | 924-16-3 | 73700 | Y | N | Organics, Other | Accepted | 3/2/2007 8:41:25 AM
1429 | N-Nitrosodi-n-propylamine | 621-64-7 | 62257 | Y | N | Organics, Other | Accepted | 3/2/2007 8:41:25 AM
1426 | N-Nitrosodiethylamine | 55-18-5 | 1875 | Y | N | Organics, Other | Accepted | 3/2/2007 8:41:25 AM
1427 | N-Nitrosodimethylamine | 62-75-9 | 3707 | Y | N | Organics, Other | Accepted | 3/2/2007 8:41:25 AM
1430 | N-Nitrosodiphenylamine | 86-30-6 | 10702 | N | N | Organics, Other | Accepted | 7/22/2014 12:00:00 AM
1431 | N-Nitrosomethylethylamine | 10595-95-6 | 172718 | Y | N | Organics, Other | Accepted | 3/2/2007 8:41:25 AM
1432 | N-Nitrosomorpholine | 59-89-2 | 3194 | Y | N | Organics, Other | Accepted | 3/2/2007 8:41:26 AM
1435 | N-Nitrosonornicotine | 16543-55-8 | 204743 | Y | N | Not Assigned | Accepted | 3/2/2007 8:41:26 AM
1436 | N-Nitrosopiperidine | 100-75-4 | 19695 | Y | N | Organics, Other | Accepted | 3/2/2007 8:41:26 AM
1437 | N-Nitrosopyrrolidine | 930-55-2 | 74294 | Y | N | Organics, Other | Accepted | 3/2/2007 8:41:26 AM
3892 | N-Phenyl-N-(4-piperidinyl)propanamide | 1609-66-1 | 1736914 | N | N | Organics, Other | Accepted | 12/3/2012 3:47:14 PM
1453 | n-Propylbenzene | 103-65-1 | 21568 | Y | N | Organics, Other | Accepted | 3/2/2007 8:41:27 AM
1368 | Nabam | 142-59-6 | 38844 | N | N | Organics, Pesticide | Accepted | 3/2/2007 8:41:22 AM
5039 | Nadolol | 42200-33-9 |  | N | N | Not Assigned | Accepted | 2/2/2015 9:09:39 AM
2403 | Naegleria |  | 1852573 | N | N | Microbiological | Accepted | 3/2/2007 8:41:22 AM
1369 | Naled | 300-76-5 | 41426 | N | N | Organics, Pesticide | Accepted | 7/22/2014 12:00:00 AM
2404 | Nalidixic acid | 389-08-2 | 17002791 | Y | N | Not Assigned | Accepted | 3/2/2007 8:41:22 AM
4043 | Nandrolone-d3 | 120813-22-1 |  | N | N | Not Assigned | Accepted | 3/29/2013 8:42:18 AM
1371 | Naphtha | 8030-30-6 | 159715 | N | N | Not Assigned | Accepted | 3/2/2007 8:41:22 AM
3807 | Naphthacene | 92-24-0 | 13987 | N | N | Not Assigned | Accepted | 8/30/2012 9:23:02 AM
1372 | Naphthalene | 91-20-3 | 13326 | Y | N | Organics, Other | Accepted | 3/2/2007 8:41:22 AM
1373 | Naphthalene (C1-C4) |  | 17074840 | Y | N | Not Assigned | Accepted | 3/2/2007 8:41:22 AM
6945 | Naphthalene, 1,2,3,4,5,6,7-heptachloro- | 58863-14-2 | 1827423 | N | N | Not Assigned | Accepted | 1/30/2018 6:25:24 PM
6946 | Naphthalene, 1,2,3,4,5,6,8-heptachloro- | 58863-15-3 | 1827425 | N | N | Not Assigned | Accepted | 1/30/2018 6:25:24 PM
6942 | Naphthalene, 1,2,3,4,6-pentachloro- | 67922-26-3 | 1827431 | N | N | Not Assigned | Accepted | 1/30/2018 6:25:24 PM
7247 | Naphthalene, 1,2,3,4-tetrahydro-5-methyl- | 2809-64-5 |  | N | N | Not Assigned | Accepted | 8/13/2018 9:07:22 AM
6943 | Naphthalene, 1,2,3,5,7-pentachloro- | 53555-65-0 | 1827439 | N | N | Not Assigned | Accepted | 1/30/2018 6:25:24 PM
6944 | Naphthalene, 1,2,3,5,8-pentachloro- | 150224-24-1 | 1827441 | N | N | Not Assigned | Accepted | 1/30/2018 6:25:24 PM
6919 | Naphthalene, 1,2,3-trichloro- | 50402-52-3 | 1827447 | N | N | Not Assigned | Accepted | 1/26/2018 5:36:19 PM
6918 | Naphthalene, 2,7-dichloro- | 2198-77-8 | 98384 | N | N | Not Assigned | Accepted | 1/26/2018 5:36:19 PM
4936 | Naphthalene, 2-methylnaphthalene mix |  |  | N | N | Not Assigned | Accepted | 6/30/2014 12:00:00 AM
6951 | Naphthalene, decahydro-, trans- | 493-02-7 | 47738 | N | N | Not Assigned | Accepted | 1/30/2018 6:25:24 PM
6912 | Naphthalene, heptachloro- | 32241-08-0 | 261651 | N | N | Not Assigned | Accepted | 1/26/2018 5:36:19 PM
6947 | Naphthalene, tetrachloro- | 1335-88-2 | 85845 | N | N | Not Assigned | Accepted | 1/30/2018 6:25:24 PM
5228 | Naphthalene,1,2,3-trimethyl-4-(1E)-1-propen-1-yl- | 26137-53-1 |  | N | N | Not Assigned | Accepted | 4/23/2015 1:08:14 PM
5229 | Naphthalene,2-methyl-1-propyl- | 54774-89-9 |  | N | N | Not Assigned | Accepted | 4/23/2015 1:08:15 PM
4885 | Naphthalene-d8 | 1146-65-2 | 17295742 | N | N | Not Assigned | Accepted | 5/1/2014 9:00:00 AM
1374 | Naphthol | 1321-67-1 | 686790 | N | N | Not Assigned | Accepted | 3/2/2007 8:41:22 AM
5230 | Naphtho[1,2-b]furan, 2,3-dihydro-2-(1-methylethenyl)- | 77630-44-5 |  | N | N | Not Assigned | Accepted | 4/23/2015 1:08:15 PM
5246 | Naphtho[2,3-B]thiophene,4,9-D | 16587-34-1 |  | N | N | Not Assigned | Accepted | 4/23/2015 1:08:31 PM
1375 | Napropamide | 15299-99-7 | 199182 | N | N | Organics, Pesticide | Accepted | 7/22/2014 12:00:00 AM
3966 | Naproxen | 22204-53-1 | 1735687 | N | N | Organics, Other | Accepted | 7/22/2014 12:00:00 AM
4757 | Naproxen-13C-d3 | 1261392-52-2 |  | N | N | Not Assigned | Accepted | 3/24/2014 9:00:00 AM
5206 | Naptalam | 132-66-1 | 748921 | N | N | Not Assigned | Accepted | 4/14/2015 3:35:05 PM
1382 | Neburon | 555-37-3 | 748962 | N | N | Organics, Pesticide | Accepted | 7/22/2014 12:00:00 AM
5292 | Neoabietic acid | 471-77-2 |  | N | N | Not Assigned | Accepted | 4/30/2015 9:53:55 AM
1383 | Neodymium | 7440-00-8 | 149658 | N | N | Inorganics, Minor, Metals | Accepted | 7/22/2014 12:00:00 AM
4082 | Neodymium-147 | 14269-74-0 | 776484 | N | N | Radiochemical | Accepted | 7/22/2014 12:00:00 AM
2407 | Neomycin | 1404-04-2 | 17123258 | Y | N | Not Assigned | Accepted | 3/2/2007 8:41:23 AM
2408 | Neomycin sulfate | 1405-10-3 | 86462 | Y | N | Not Assigned | Accepted | 3/2/2007 8:41:23 AM
1384 | Neosaxitoxin | 64296-20-4 | 963538 | N | N | Not Assigned | Accepted | 3/2/2007 8:41:23 AM
1385 | Neptunium-237 | 13994-20-2 | 962373 | N | N | Radiochemical | Accepted | 3/2/2007 8:41:23 AM
4083 | Neptunium-239 | 13968-59-7 | 52457405 | N | N | Radiochemical | Accepted | 7/22/2014 12:00:00 AM
1386 | Neutrals |  | 1644053 | N | N | Organics, Other | Accepted | 3/2/2007 8:41:23 AM
5040 | Nevirapine | 129618-40-2 | 1827139 | N | N | Organics, Other | Accepted | 2/2/2015 9:09:39 AM
1395 | Nickel | 7440-02-0 | 149674 | Y | N | Inorganics, Minor, Metals | Accepted | 3/2/2007 8:41:23 AM
3183 | Nickel-63 | 13981-37-8 | 776245 | Y | N | Radiochemical | Accepted | 3/25/2010 9:08:30 AM
5128 | Niclosamide | 50-65-7 | 960781 | N | N | Not Assigned | Accepted | 4/1/2015 3:21:13 PM
2409 | Nicosulfuron | 111991-09-4 | 617548 | Y | N | Organics, Pesticide | Accepted | 3/2/2007 8:41:23 AM
1396 | Nicotinamide | 98-92-0 | 18382 | N | N | Not Assigned | Accepted | 7/22/2014 12:00:00 AM
2997 | Nicotine | 54-11-5 | 1727 | Y | N | Organics, Other | Accepted | 1/9/2008 10:25:41 AM
1397 | Nicotinic acid | 59-67-6 | 3152 | N | N | Not Assigned | Accepted | 3/2/2007 8:41:23 AM
3565 | Nifedipine | 21829-25-4 | 17004979 | N | N | Organics, Other | Accepted | 7/22/2014 12:00:00 AM
1398 | Niobium | 7440-03-1 | 149682 | N | N | Inorganics, Minor, Metals | Accepted | 7/22/2014 12:00:00 AM
3190 | Niobium-94 | 14681-63-1 | 52458635 | Y | N | Radiochemical | Accepted | 3/25/2010 9:08:30 AM
1399 | Niobium-95 | 13967-76-5 | 776161 | N | N | Radiochemical | Accepted | 7/22/2014 12:00:00 AM
7081 | Nitenpyram | 150824-47-8 |  | N | N | Not Assigned | Accepted | 5/22/2018 2:24:41 PM
5314 | Nithiazine | 58842-20-9 | 313221 | N | N | Not Assigned | Accepted | 5/13/2015 10:07:32 AM
6991 | Nitrapyrin | 1929-82-4 | 94466 | N | N | Not Assigned | Accepted | 5/22/2018 11:43:06 AM
1400 | Nitrate | 14797-55-8 | 197186 | Y | N | Nutrient | Accepted | 7/22/2014 12:00:00 AM
6320 | Nitrate + Nitrite |  |  | Y | N | Not Assigned | Accepted | 2/21/2017 2:24:01 PM
3891 | Nitrazepam | 146-22-5 | 1736710 | N | N | Organics, Other | Accepted | 7/22/2014 12:00:00 AM
1692 | Nitric acid | 7697-37-2 | 152686 | N | N | Not Assigned | Accepted | 9/23/2016 9:21:00 AM
7109 | Nitric oxide | 10102-43-9 | 167916 | N | N | Not Assigned | Accepted | 6/7/2018 8:49:38 AM
1401 | Nitrilotriacetic acid | 139-13-9 | 37374 | N | N | Not Assigned | Accepted | 3/2/2007 8:41:23 AM
1402 | Nitrite | 14797-65-0 | 197194 | Y | N | Nutrient | Accepted | 7/22/2014 12:00:00 AM
1403 | Nitrobenzene | 98-95-3 | 18408 | Y | N | Organics, Other | Accepted | 3/2/2007 8:41:24 AM
3036 | Nitrobenzene-D5 | 4165-60-0 | 17004094 | N | N | Not Assigned | Accepted | 7/22/2014 12:00:00 AM
2410 | Nitrocyclohexane | 1122-60-7 | 79186 | Y | N | Not Assigned | Accepted | 3/2/2007 8:41:24 AM
1404 | Nitrofen | 1836-75-5 | 93237 | N | N | Organics, Pesticide | Accepted | 7/22/2014 12:00:00 AM
2411 | Nitrofurantoin | 67-20-9 | 4192 | Y | N | Not Assigned | Accepted | 3/2/2007 8:41:24 AM
1406 | Nitrogen | 7727-37-9 | 153122 | Y | N | Nutrient | Accepted | 3/2/2007 8:41:24 AM
3715 | Nitrogen Delta 15 |  |  | N | N | Stable Isotopes | Accepted | 7/22/2014 12:00:00 AM
1405 | Nitrogen dioxide | 10102-44-0 | 167924 | N | N | Not Assigned | Accepted | 3/2/2007 8:41:24 AM
3127 | Nitrogen ion | 17778-88-0 | 209544 | Y | N | Not Assigned | Accepted | 7/22/2014 12:00:00 AM
1169 | Nitrogen mustard (HN-2) | 51-75-2 | 1461 | N | N | Not Assigned | Accepted | 9/23/2016 9:21:01 AM
7110 | Nitrogen oxides | 11104-93-1 | 173203 | N | N | Not Assigned | Accepted | 6/7/2018 8:49:38 AM
1408 | Nitrogen plus argon |  | 967026 | Y | N | Not Assigned | Accepted | 3/2/2007 8:41:24 AM
1414 | Nitrogen, ammonium/ammonia ratio | 7727-37-9 | 153122 | N | N | Stable Isotopes | Accepted | 3/13/2007 2:06:00 PM
3122 | Nitrogen, mixed forms (NH3), (NH4), organic, (NO2) and (NO3) |  | 52450988 | Y | N | Nutrient | Accepted | 4/2/2009 1:04:21 PM
2418 | Nitrogen-15 | 14390-96-6 | 962449 | Y | N | Stable Isotopes | Accepted | 3/2/2007 8:41:25 AM
1420 | Nitrogen-15/14 ratio |  | 967018 | N | N | Not Assigned | Accepted | 3/2/2007 8:41:25 AM
4702 | Nitrogen/Phosphorus molar ratio |  |  | N | N | Not Assigned | Accepted | 11/20/2013 2:51:12 PM
688 | Nitrogenous biochemical oxygen demand |  | 1640689 | N | N | Physical | Accepted | 7/22/2014 12:00:00 AM
1421 | Nitroglycerin | 55-63-0 | 1941 | N | N | Organics, Other | Accepted | 7/22/2014 12:00:00 AM
1422 | Nitrophenol | 25154-55-6 | 230334 | Y | N | Organics, Pesticide | Accepted | 3/2/2007 8:41:25 AM
5202 | Nitroquinoline-1-oxide | 56-57-5 | 684852 | N | N | Not Assigned | Accepted | 4/14/2015 3:35:05 PM
1423 | Nitrosamine | 35576-91-1 | 711838 | Y | N | Not Assigned | Accepted | 3/2/2007 8:41:25 AM
1424 | Nitrous oxide | 10024-97-2 | 166389 | Y | N | Nutrient | Accepted | 3/2/2007 8:41:25 AM
5041 | Nizatidine | 76963-41-2 |  | N | N | Not Assigned | Accepted | 2/2/2015 9:09:40 AM
4906 | NOA 407854 | 314020-44-5 | 1735037 | N | N | Not Assigned | Accepted | 7/22/2014 12:00:00 AM
4911 | NOA 447204 |  |  | N | N | Not Assigned | Accepted | 7/22/2014 12:00:00 AM
1442 | Nodularin | 118399-22-7 | 964262 | N | N | Organics, Other | Accepted | 3/2/2007 8:41:26 AM
6560 | Nodularins | 118399-22-7 | 964262 | N | N | Not Assigned | Accepted | 6/8/2017 12:36:42 PM
4003 | Non-apatite inorganic phosphorus |  |  | N | N | Information | Accepted | 2/19/2013 12:00:00 AM
5084 | Non-Asbestos Fiber/Material |  |  | N | N | Not Assigned | Accepted | 3/9/2015 1:24:32 PM
3453 | Non-lipid organic matter |  |  | Y | N | Information | Accepted | 8/3/2010 9:32:15 AM
2420 | Non-plankton algae severity (choice list) |  | 1647726 | N | Y | Physical | Accepted | 3/2/2007 8:41:26 AM
5644 | Non-purgeable Organic Carbon (NPOC) |  |  | N | N | Not Assigned | Accepted | 7/25/2016 11:12:40 AM
5350 | Non-viable seed count |  |  | N | N | Physical | Accepted | 7/24/2015 12:15:56 PM
5349 | Non-viable seed weight |  |  | N | N | Physical | Accepted | 7/24/2015 12:15:55 PM
4707 | Nonabromophenoxybenzene | 63936-56-1 | 336842 | N | N | Not Assigned | Accepted | 2/1/2014 12:00:00 AM
1443 | Nonachlor | 3734-49-4 | 688390 | N | N | Organics, Pesticide | Accepted | 7/22/2014 12:00:00 AM
1444 | Nonachlorobiphenyl | 53742-07-7 | 299743 | N | N | Organics, PCBs | Accepted | 7/22/2014 12:00:00 AM
1438 | Nonacosane | 630-03-5 | 65037 | Y | N | Not Assigned | Accepted | 3/2/2007 8:41:26 AM
1439 | Nonadecane | 629-92-5 | 64956 | Y | N | Organics, Other | Accepted | 3/2/2007 8:41:26 AM
6864 | Nonanal | 124-19-6 | 33464 | N | N | Not Assigned | Accepted | 1/11/2018 10:06:52 AM
1445 | Nonane | 111-84-2 | 27920 | N | N | Organics, Other | Accepted | 7/22/2014 12:00:00 AM
1446 | Nonanoic acid | 112-05-0 | 28084 | Y | N | Not Assigned | Accepted | 3/2/2007 8:41:26 AM
4995 | Noncarcinogenic polycyclic aromatic hydrocarbons |  |  | N | N | Not Assigned | Accepted | 11/21/2014 7:37:20 AM
1447 | Nonene | 27215-95-8 | 244616 | N | N | Not Assigned | Accepted | 3/2/2007 8:41:26 AM
3616 | Nonmethane organic compounds |  | 17133919 | N | N | Information | Accepted | 7/1/2011 4:34:53 PM
1448 | Nonylphenol | 25154-52-3 | 230318 | N | N | Organics, Other | Accepted | 7/22/2014 12:00:00 AM
3617 | Nonylphenol diethoxylate | 20427-84-3 | 17164740 | N | N | Organics, Other | Accepted | 7/22/2014 12:00:00 AM
4199 | Norbuprenorphine | 78715-23-8 |  | N | N | Organics, Other | Accepted | 5/30/2013 8:42:18 AM
7225 | Norcarfentanil | 72996-78-2 |  | N | N | Organics, Other | Accepted | 8/6/2018 11:15:08 AM
7504 | Norcarfentanil (hydrochloride) | 61085-87-8 |  | N | N | Not Assigned | Accepted | 10/29/2018 3:13:25 PM
5042 | Nordiazepam | 1088-11-5 |  | N | N | Not Assigned | Accepted | 2/2/2015 9:09:40 AM
2421 | Nordoxepin | 1225-56-5 | 17294349 | Y | N | Not Assigned | Accepted | 3/2/2007 8:41:26 AM
4044 | Norethindrone-d6 | 68-22-4 |  | N | N | Not Assigned | Accepted | 3/29/2013 8:42:18 AM
2422 | Norethisterone | 68-22-4 | 17002130 | Y | N | Organics, Other | Accepted | 3/2/2007 8:41:27 AM
2423 | Norethynodrel | 68-23-5 | 17002148 | Y | N | Not Assigned | Accepted | 3/2/2007 8:41:27 AM
3643 | Norfloxacin | 70458-96-7 | 1735755 | N | N | Organics, Other | Accepted | 7/1/2011 4:36:12 PM
4549 | Norfluoxetine | 83891-03-6 |  | N | N | Not Assigned | Accepted | 7/10/2013 11:19:06 AM
3893 | Norfluoxetine oxalate | 107674-50-0 | 1736916 | N | N | Organics, Other | Accepted | 7/22/2014 12:00:00 AM
4773 | Norfluoxetine-d5 | 1185132-92-6 |  | N | N | Not Assigned | Accepted | 3/24/2014 9:00:00 AM
3860 | Norfluoxetine-D6 | 29331-92-8 |  | N | N | Organics, Other | Accepted | 7/22/2014 12:00:00 AM
1449 | Norflurazon | 27314-13-2 | 245191 | N | N | Organics, Pesticide | Accepted | 7/22/2014 12:00:00 AM
4552 | Norgestimate | 35189-28-7 | 1735701 | N | N | Not Assigned | Accepted | 7/10/2013 11:19:06 AM
3566 | Norgestrel | 6533-00-2 | 17004367 | N | N | Not Assigned | Accepted | 7/22/2014 12:00:00 AM
4807 | Norgestrel-d6 |  |  | N | N | Not Assigned | Accepted | 3/24/2014 9:00:00 AM
4200 | Normeperidine | 77-17-8 |  | N | N | Organics, Other | Accepted | 5/30/2013 8:42:18 AM
4201 | Normorphine | 466-97-7 |  | N | N | Organics, Other | Accepted | 5/30/2013 8:42:18 AM
4202 | Norquetiapine | 5747-48-8 |  | N | N | Organics, Other | Accepted | 5/30/2013 8:42:18 AM
4592 | Norsertraline | 87857-41-8 |  | N | N | Not Assigned | Accepted | 7/10/2013 11:19:06 AM
4932 | Norsertraline hydrochloride | 91797-58-9 |  | N | N | Organics, Other | Accepted | 6/19/2014 12:00:00 AM
2424 | North Carolina Biotic Index |  | 17164385 | N | N | Physical | Accepted | 3/2/2007 8:41:27 AM
2425 | Nortriptyline | 72-69-5 | 17164047 | Y | N | Not Assigned | Accepted | 3/2/2007 8:41:27 AM
4556 | Norverapamil | 67018-85-3 | 1735751 | N | N | Not Assigned | Accepted | 7/10/2013 11:19:06 AM
3894 | Norverapamil hydrochloride | 67812-42-4 | 1736918 | N | N | Organics, Other | Accepted | 7/22/2014 12:00:00 AM
4974 | NPS POLLUTION - Domestic Pets Present (Y/N) (choice list) |  |  | N | Y | Physical | Accepted | 4/11/2017 12:00:00 AM
4973 | NPS POLLUTION - Livestock Present (Y/N) (choice list) |  |  | N | Y | Physical | Accepted | 4/11/2017 12:00:00 AM
4975 | NPS POLLUTION - Other (Y/N) (choice list) |  |  | N | Y | Physical | Accepted | 4/11/2017 12:00:00 AM
4972 | NPS POLLUTION - Wildlife Present (Y/N) (choice list) |  |  | N | Y | Physical | Accepted | 4/11/2017 12:00:00 AM
4239 | Number of individuals |  | 17164575 | N | N | Physical | Accepted | 5/30/2013 8:42:18 AM
5351 | Number of pedicels per sample plant |  |  | N | N | Physical | Accepted | 7/24/2015 12:15:56 PM
3727 | Number of sampling points |  |  | N | N | Not Assigned | Accepted | 9/10/2014 12:00:00 AM
5354 | Number of seeds with ergots |  |  | N | N | Physical | Accepted | 7/24/2015 12:15:57 PM
5353 | Number of seeds with worm holes |  |  | N | N | Physical | Accepted | 7/24/2015 12:15:57 PM
5344 | Number of stalks per sample plant |  |  | N | N | Physical | Accepted | 7/24/2015 12:15:52 PM
6354 | Number of valves |  |  | N | N | Physical | Accepted | 2/27/2017 9:53:18 AM
2959 | Nutrient-nitrogen |  | 17294679 | Y | N | Nutrient | Accepted | 3/2/2007 8:41:27 AM
3177 | O,O,O-Triethyl phosphorothioate | 126-68-1 | 33944 | Y | N | Organics, Pesticide | Accepted | 3/25/2010 9:08:29 AM
945 | O,O-Diethyl dithiophosphate | 298-06-6 | 41228 | N | N | Not Assigned | Accepted | 7/22/2014 12:00:00 AM
956 | O,O-Dimethyl dithiophosphate | 756-80-9 | 69161 | N | N | Not Assigned | Accepted | 3/2/2007 8:41:27 AM
1461 | o,p'-DDD | 53-19-0 | 775643 | Y | N | Organics, Pesticide | Accepted | 3/2/2007 8:41:27 AM
1462 | o,p'-DDE | 3424-82-6 | 775866 | Y | N | Organics, Pesticide | Accepted | 3/2/2007 8:41:27 AM
1463 | o,p'-DDT | 789-02-6 | 70516 | Y | N | Organics, Pesticide | Accepted | 3/2/2007 8:41:27 AM
1464 | o,p'-Methoxychlor | 30667-99-3 | 962977 | Y | N | Not Assigned | Accepted | 3/2/2007 8:41:27 AM
5763 | o,p-DDD |  |  | N | N | Not Assigned | Accepted | 11/8/2016 12:23:22 PM
5764 | o,p-DDE |  |  | N | N | Not Assigned | Accepted | 11/8/2016 12:23:22 PM
5766 | o,p-DDT |  |  | N | N | Not Assigned | Accepted | 11/8/2016 3:35:51 PM
1460 | O-(2,4-Dichlorophenyl) O-methyl isopropylphosphoramidothioate | 299-85-4 | 41376 | Y | N | Organics, Pesticide | Accepted | 3/2/2007 8:41:27 AM
5153 | o-Anisidine | 90-04-0 | 12815 | N | N | Not Assigned | Accepted | 4/14/2015 3:35:03 PM
1465 | o-Chloroaniline | 95-51-2 | 16170 | Y | N | Organics, Other | Accepted | 3/2/2007 8:41:27 AM
5088 | o-chlorobenzoic acid | 118-91-2 | 30437 | N | N | Not Assigned | Accepted | 3/10/2015 12:01:13 PM
1466 | o-Chloronitrobenzene | 88-73-3 | 11981 | N | N | Organics, Pesticide | Accepted | 3/2/2007 8:41:27 AM
1467 | o-Chlorophenol | 95-57-8 | 16238 | Y | N | Organics, Other | Accepted | 3/2/2007 8:41:28 AM
1468 | o-Chlorotoluene | 95-49-8 | 16154 | Y | N | Organics, Other | Accepted | 3/2/2007 8:41:28 AM
1469 | o-Cresol | 95-48-7 | 16147 | Y | N | Organics, Pesticide | Accepted | 3/2/2007 8:41:28 AM
1478 | o-Cymene | 527-84-4 | 50310 | Y | N | Organics, Other | Accepted | 3/2/2007 8:41:29 AM
1479 | o-Dichlorobenzene | 95-50-1 | 16162 | N | N | Organics, Other | Accepted | 7/22/2014 12:00:00 AM
3037 | O-Dinitrobenzene | 528-29-0 | 50344 | N | N | Organics, Other | Accepted | 7/22/2014 12:00:00 AM
1480 | O-Ethyl O-(p-nitrophenyl) phenylphosphonothioate | 2104-64-5 | 96982 | Y | N | Organics, Pesticide | Accepted | 3/2/2007 8:41:29 AM
1481 | o-Ethyltoluene | 611-14-3 | 59857 | Y | N | Organics, Other | Accepted | 3/2/2007 8:41:29 AM
2020 | o-Fluorophenatole | 451-80-9 | 17163817 | Y | N | Not Assigned | Accepted | 3/2/2007 8:41:29 AM
1482 | o-Fluorophenol | 367-12-4 | 43976 | Y | N | Not Assigned | Accepted | 3/2/2007 8:41:29 AM
1485 | o-Nitroaniline | 88-74-4 | 11999 | Y | N | Organics, Other | Accepted | 3/2/2007 8:41:29 AM
1486 | o-Nitroanisole | 91-23-6 | 13359 | Y | N | Not Assigned | Accepted | 3/2/2007 8:41:30 AM
1487 | o-Nitrophenol | 88-75-5 | 12005 | Y | N | Organics, Other | Accepted | 3/2/2007 8:41:30 AM
1488 | o-Nitrotoluene | 88-72-2 | 11973 | Y | N | Organics, Other | Accepted | 3/2/2007 8:41:30 AM
1497 | o-Terphenyl | 84-15-1 | 9811 | Y | N | Not Assigned | Accepted | 3/2/2007 8:41:30 AM
1498 | o-Toluidine | 95-53-4 | 16196 | Y | N | Organics, Other | Accepted | 3/2/2007 8:41:30 AM
1499 | o-Toluidine hydrochloride | 636-21-5 | 65623 | Y | N | Not Assigned | Accepted | 3/2/2007 8:41:31 AM
1500 | o-Vinyltoluene | 611-15-4 | 59865 | Y | N | Not Assigned | Accepted | 3/2/2007 8:41:31 AM
1512 | o-Xylene | 95-47-6 | 16139 | Y | N | Organics, Other | Accepted | 3/2/2007 8:41:31 AM
3813 | o-Xylene, mixt. with m-xylene and p-xylene |  | 1736175 | N | N | Organics, Other | Accepted | 7/22/2014 12:00:00 AM
4979 | Observed Recreational Use - Boating (Y/N) (choice list) |  |  | N | Y | Physical | Accepted | 4/11/2017 12:00:00 AM
4980 | Observed Recreational Use - Fishing (Y/N) (choice list) |  |  | N | Y | Physical | Accepted | 4/11/2017 12:00:00 AM
4981 | Observed Recreational Use - Other (Y/N) (choice list) |  |  | N | Y | Physical | Accepted | 4/11/2017 12:00:00 AM
4978 | Observed Recreational Use - Swimming (Y/N) (choice list) |  |  | N | Y | Physical | Accepted | 4/11/2017 12:00:00 AM
1470 | Octachlorobiphenyl | 55722-26-4 | 304964 | N | N | Organics, Other | Accepted | 7/22/2014 12:00:00 AM
1471 | Octachlorocyclopentene | 706-78-5 | 68528 | N | N | Not Assigned | Accepted | 3/2/2007 8:41:28 AM
3064 | Octachlorodibenzo-p-dioxin-C13 | 114423-97-1 |  | Y | N | Organics, Other | Accepted | 6/17/2016 2:19:15 PM
1472 | Octachloronaphthalene | 2234-13-1 | 99135 | N | N | Organics, Other | Accepted | 3/2/2007 8:41:28 AM
1473 | Octachlorostyrene | 29082-74-4 | 251777 | N | N | Organics, Other | Accepted | 7/22/2014 12:00:00 AM
1440 | Octacosane | 630-02-4 | 65029 | Y | N | Organics, Other | Accepted | 3/2/2007 8:41:28 AM
5163 | octadecan-1-ol | 112-92-5 | 28811 | N | N | Not Assigned | Accepted | 4/14/2015 3:35:03 PM
1441 | Octadecane | 593-45-3 | 57372 | Y | N | Organics, Other | Accepted | 3/2/2007 8:41:28 AM
3653 | Octadecane, 1-chloro- | 3386-33-2 | 115212 | Y | N | Organics, Other | Accepted | 7/26/2011 3:45:50 PM
1475 | Octadecenoic acid | 26764-26-1 | 241869 | N | N | Not Assigned | Accepted | 3/2/2007 8:41:28 AM
5174 | Octamethyl Pyrophosphoramide | 152-16-9 | 40287 | N | N | Not Assigned | Accepted | 4/14/2015 3:35:04 PM
2428 | Octamethylcyclotetrasiloxane | 556-67-2 | 53975 | N | N | Not Assigned | Accepted | 7/22/2014 12:00:00 AM
6863 | Octanal | 124-13-0 | 33423 | N | N | Not Assigned | Accepted | 1/11/2018 10:06:52 AM
1476 | Octane | 111-65-9 | 27748 | Y | N | Organics, Other | Accepted | 3/2/2007 8:41:28 AM
3591 | Octane, 1-chloro- | 111-85-3 | 27938 | N | N | Not Assigned | Accepted | 2/4/2016 7:53:18 AM
1477 | Octanoic acid | 124-07-2 | 33373 | N | N | Not Assigned | Accepted | 3/2/2007 8:41:28 AM
2429 | Octasulfur | 10544-50-0 | 17163841 | Y | N | Not Assigned | Accepted | 3/2/2007 8:41:28 AM
2419 | Octyl decyl phthalate | 119-07-3 | 30494 | Y | N | Not Assigned | Accepted | 3/2/2007 8:41:28 AM
1672 | Octyl diphenyl phosphate | 115-88-8 | 960948 | N | N | Organics, Pesticide | Accepted | 3/2/2007 8:41:29 AM
4544 | Octylphenol | 67554-50-1 | 760371 | N | N | Organics, Other | Accepted | 7/10/2013 11:19:06 AM
3618 | Octylphenol diethoxylate |  | 17164732 | N | N | Not Assigned | Accepted | 7/1/2011 4:35:04 PM
3619 | Octylphenol monoethoxylate | 2315-67-5 | 17164724 | N | N | Not Assigned | Accepted | 7/1/2011 4:35:11 PM
4716 | Odor (adverse or offensive) (Y/N) (choice list) |  |  | N | Y | Physical | Accepted | 3/24/2014 8:42:18 AM
2431 | Odor severity (choice list) |  | 1644137 | N | Y | Physical | Accepted | 3/2/2007 8:41:29 AM
1897 | Odor threshold number |  | 1644111 | N | N | Physical | Accepted | 7/22/2014 12:00:00 AM
5641 | Odor type (choice list) |  |  | N | Y | Physical | Accepted | 7/21/2016 2:17:53 PM
2432 | Ofloxacin | 82419-36-1 | 17164179 | Y | N | Not Assigned | Accepted | 3/2/2007 8:41:29 AM
1483 | Oil and Grease |  | 749655 | Y | N | Not Assigned | Accepted | 3/2/2007 8:41:29 AM
4712 | Oil and Grease surface slick/sheen (Y/N) (choice list) |  |  | N | Y | Organics, Other | Accepted | 11/13/2018 12:38:33 PM
2433 | Oil and Grease, surface slick/sheen - severity (choice list) |  | 749655 | N | Y | Organics, Other | Accepted | 3/2/2007 8:41:29 AM
2964 | Oil range organics |  |  | Y | N | Organics, Other | Accepted | 4/2/2015 12:00:00 AM
2435 | Oleamide | 301-02-0 | 41475 | Y | N | Organics, Other | Accepted | 3/2/2007 8:41:29 AM
2436 | Oleandomycin phosphate | 7060-74-4 | 17164054 | Y | N | Organics, Other | Accepted | 3/2/2007 8:41:29 AM
1484 | Oleic acid | 112-80-1 | 28720 | N | N | Organics, Other | Accepted | 3/2/2007 8:41:29 AM
3895 | Omeprazole | 73590-58-6 | 1736718 | N | N | Organics, Other | Accepted | 7/22/2014 12:00:00 AM
5043 | Omeprazole/Esomeprazole mix |  |  | N | N | Organics, Other | Accepted | 2/2/2015 9:09:41 AM
3679 | Omethoate | 1113-02-6 | 686642 | N | N | Organics, Pesticide | Accepted | 7/22/2014 12:00:00 AM
5395 | Optical Brighteners (choice list) |  |  | N | Y | Not Assigned | Accepted | 7/31/2015 1:10:44 PM
4463 | Optical brighteners fluorescent whitening agents by fluorescence |  |  | N | N | Physical | Accepted | 5/30/2013 8:42:18 AM
6359 | Optical density |  |  | N | N | Physical | Accepted | 2/27/2017 12:23:24 PM
1489 | Organic anions |  | 1644160 | Y | N | Physical | Accepted | 3/2/2007 8:41:30 AM
2174 | Organic carbon |  | 701250 | Y | N | Organics, Other | Accepted | 3/2/2007 8:41:30 AM
5610 | Organic compounds |  | 966226 | N | N | Not Assigned | Accepted | 1/12/2016 11:03:24 AM
1419 | Organic Nitrogen |  | 17297623 | Y | N | Nutrient | Accepted | 3/13/2007 2:06:00 PM
2948 | Organic phosphorus |  | 17148453 | Y | N | Nutrient | Accepted | 7/22/2014 12:00:00 AM
1490 | Organics mix, unspecified |  | 966226 | Y | N | Organics, Other | Accepted | 3/2/2007 8:41:30 AM
1491 | Organics semivolatile mix, unspecified |  | 17135955 | Y | N | Organics, Other | Accepted | 3/2/2007 8:41:30 AM
1492 | Organics volatile mix, unspecified |  | 966598 | Y | N | Organics, Other | Accepted | 3/2/2007 8:41:30 AM
6647 | Organochlorine pesticides |  | 17300351 | N | N | Not Assigned | Accepted | 7/7/2017 2:20:55 PM
6645 | Organophosphorus pesticides |  | 17300344 | N | N | Not Assigned | Accepted | 7/7/2017 10:58:57 AM
5622 | Organotin catalysts (generic) |  |  | N | N | Not Assigned | Accepted | 1/21/2016 1:22:40 PM
5044 | Orlistat | 96829-58-2 |  | N | N | Organics, Other | Accepted | 2/2/2015 9:09:41 AM
3644 | Ormetoprim | 6981-18-6 | 1736112 | N | N | Organics, Other | Accepted | 7/1/2011 4:36:12 PM
1493 | ortho & para Xylene mix |  | 966671 | Y | N | Organics, Other | Accepted | 3/2/2007 8:41:30 AM
1669 | Orthophosphate | 14265-44-2 | 194464 | Y | N | Nutrient | Accepted | 7/22/2014 12:00:00 AM
1494 | Oryzalin | 19044-88-3 | 213793 | N | N | Organics, Pesticide | Accepted | 7/22/2014 12:00:00 AM
5045 | Oseltamivir | 196618-13-0 |  | N | N | Not Assigned | Accepted | 2/2/2015 9:09:42 AM
1495 | Osmium | 7440-04-2 | 149690 | N | N | Inorganics, Minor, Metals | Accepted | 7/22/2014 12:00:00 AM
1496 | Osmotic pressure |  | 1644186 | N | N | Physical | Accepted | 3/2/2007 8:41:30 AM
3406 | Overhead Cover |  |  | N | N | Information | Accepted | 6/29/2010 8:41:23 AM
4555 | Oxacillin | 66-79-5 | 1735749 | N | N | Not Assigned | Accepted | 7/10/2013 11:19:06 AM
1501 | Oxadiazon | 19666-30-9 | 215327 | Y | N | Organics, Pesticide | Accepted | 3/2/2007 8:41:31 AM
1502 | Oxamyl | 23135-22-0 | 223180 | Y | N | Organics, Pesticide | Accepted | 3/2/2007 8:41:31 AM
6420 | Oxathiapiprolin | 1003318-67-9 | 1735129 | N | N | Not Assigned | Accepted | 4/6/2017 10:15:46 AM
3567 | Oxazepam | 604-75-1 | 17000753 | N | N | Organics, Other | Accepted | 7/22/2014 12:00:00 AM
4203 | Oxazepam glucuronide | 6801-81-6 |  | N | N | Organics, Other | Accepted | 5/30/2013 8:42:18 AM
4792 | Oxazepam-d5 | 65854-78-6 |  | N | N | Not Assigned | Accepted | 3/24/2014 9:00:00 AM
4928 | Oxcarbazepine | 28721-07-5 | 1827131 | N | N | Organics, Other | Accepted | 6/19/2014 12:00:00 AM
1966 | Oxetane | 503-30-0 | 48553 | N | N | Not Assigned | Accepted | 3/2/2007 8:41:31 AM
7126 | Oxidants, total |  | 17133935 | N | N | Not Assigned | Accepted | 6/7/2018 8:49:38 AM
1503 | Oxidation reduction potential (ORP) |  | 1644251 | N | N | Physical | Accepted | 3/2/2007 8:41:31 AM
3890 | Oxidized Nifedipine | 67035-22-7 | 1736778 | N | N | Organics, Other | Accepted | 7/22/2014 12:00:00 AM
6883 | Oxirane, 2-(chloromethyl)-2-methyl | 121505-32-6 |  | N | N | Not Assigned | Accepted | 1/11/2018 10:06:53 AM
4547 | Oxolinic acid | 14698-29-4 | 1714689 | N | N | Not Assigned | Accepted | 7/10/2013 11:19:06 AM
1504 | Oxychlordane | 27304-13-8 | 245050 | Y | N | Organics, Pesticide | Accepted | 3/2/2007 8:41:31 AM
5046 | Oxycodone-d3 |  |  | N | N | Not Assigned | Accepted | 2/2/2015 9:09:42 AM
4767 | Oxycodone-d6 | 152477-91-3 |  | N | N | Not Assigned | Accepted | 3/24/2014 9:00:00 AM
3812 | Oxydemeton-methyl | 301-12-2 | 41525 | N | N | Organics, Pesticide | Accepted | 9/4/2012 6:24:23 PM
3545 | Oxydisulfoton | 2497-07-6 | 103358 | N | N | Organics, Pesticide | Accepted | 7/22/2014 12:00:00 AM
1505 | Oxyfluorfen | 42874-03-3 | 286278 | N | N | Organics, Pesticide | Accepted | 7/22/2014 12:00:00 AM
1506 | Oxygen | 7782-44-7 | 154302 | Y | N | Inorganics, Major, Non-metals | Accepted | 3/2/2007 8:41:31 AM
2439 | Oxygen 18/oxygen 16 ratio in sulfate |  | 17294737 | N | N | Physical | Accepted | 3/2/2007 8:41:31 AM
3716 | Oxygen Delta 18 |  |  | N | N | Stable Isotopes | Accepted | 7/22/2014 12:00:00 AM
1508 | Oxygen uptake, day |  | 52457330 | Y | N | Physical | Accepted | 3/2/2007 8:41:31 AM
1509 | Oxygen uptake, night |  | 52457348 | Y | N | Physical | Accepted | 3/2/2007 8:41:31 AM
2438 | Oxygen-18 | 14797-71-8 | 962472 | Y | N | Stable Isotopes | Accepted | 3/2/2007 8:41:31 AM
1510 | Oxygen-18/Oxygen-16 ratio |  | 967034 | N | N | Stable Isotopes | Accepted | 3/2/2007 8:41:31 AM
3896 | Oxymorphone | 76-41-5 | 1736720 | N | N | Organics, Other | Accepted | 7/22/2014 12:00:00 AM
4204 | Oxymorphone glucuronide | 770735-01-8 |  | N | N | Organics, Other | Accepted | 5/30/2013 8:42:18 AM
1513 | Oxytetracycline | 79-57-2 | 7906 | Y | N | Organics, Other | Accepted | 3/2/2007 8:41:32 AM
2167 | Oxytetracycline calcium | 7179-50-2 | 147587 | Y | N | Organics, Other | Accepted | 3/2/2007 8:41:32 AM
2053 | Oxytetracycline hydrochloride | 2058-46-0 | 96495 | Y | N | Not Assigned | Accepted | 3/2/2007 8:41:32 AM
1514 | Ozone | 10028-15-6 | 166678 | Y | N | Not Assigned | Accepted | 3/2/2007 8:41:32 AM
6093 | p,p' DDE + DDT |  |  | N | N | Not Assigned | Accepted | 11/21/2016 12:19:34 PM
1516 | p,p'-DDD | 72-54-8 | 4937 | Y | N | Organics, Pesticide | Accepted | 3/2/2007 8:41:32 AM
1517 | p,p'-DDE | 72-55-9 | 4945 | Y | N | Organics, Pesticide | Accepted | 3/2/2007 8:41:32 AM
6101 | p,p'-DDE + DDE + DDT |  |  | N | N | Not Assigned | Accepted | 12/8/2016 11:39:03 AM
1518 | p,p'-DDT | 50-29-3 | 1107 | Y | N | Organics, Pesticide | Accepted | 3/2/2007 8:41:32 AM
3271 | p,p'-Dibromodiphenyl ether | 2050-47-7 | 96073 | N | N | Organics, PCBs | Accepted | 4/1/2013 2:38:10 PM
1515 | p-(1,1,3,3-Tetramethylbutyl)phenol | 140-66-9 | 37820 | Y | N | Organics, Other | Accepted | 3/2/2007 8:41:32 AM
458 | P-Aminohippuric acid | 61-78-9 | 3525 | Y | N | Not Assigned | Accepted | 3/2/2007 8:41:32 AM
459 | p-Bromofluorobenzene | 460-00-4 | 46250 | Y | N | Organics, PCBs | Accepted | 3/2/2007 8:41:35 AM
1527 | p-Bromophenyl phenyl ether | 101-55-3 | 20172 | Y | N | Organics, PCBs | Accepted | 3/2/2007 8:41:35 AM
1619 | p-Chloro-m-cresol | 59-50-7 | 3103 | N | N | Organics, Pesticide | Accepted | 7/22/2014 12:00:00 AM
1618 | p-Chloroaniline | 106-47-8 | 23630 | Y | N | Organics, Pesticide | Accepted | 3/2/2007 8:41:40 AM
5092 | p-Chlorobenzaldehyde | 104-88-1 | 22426 | N | N | Not Assigned | Accepted | 3/10/2015 12:01:16 PM
2975 | p-Chlorobenzotrifluoride | 98-56-6 | 18135 | Y | N | Not Assigned | Accepted | 2/25/2008 10:42:40 AM
3041 | P-Chlorophenol | 106-48-9 | 23648 | N | N | Not Assigned | Accepted | 7/3/2008 12:21:28 PM
1317 | p-Chlorophenyl methyl sulfide | 123-09-1 | 32763 | Y | N | Not Assigned | Accepted | 3/2/2007 8:41:40 AM
1620 | p-Chlorophenyl phenyl ether | 7005-72-3 | 146647 | N | N | Organics, Other | Accepted | 7/22/2014 12:00:00 AM
463 | p-Chlorophenylacetic acid | 1878-66-6 | 93708 | Y | N | Not Assigned | Accepted | 3/2/2007 8:41:40 AM
1621 | p-Chlorotoluene | 106-43-4 | 23598 | Y | N | Organics, Pesticide | Accepted | 3/2/2007 8:41:40 AM
5166 | p-Cresidine | 120-71-8 | 31369 | N | N | Not Assigned | Accepted | 4/14/2015 3:35:04 PM
1622 | p-Cresol | 106-44-5 | 23606 | Y | N | Organics, Other | Accepted | 3/2/2007 8:41:40 AM
2949 | p-Cumylphenol | 599-64-4 | 58305 | Y | N | Organics, Other | Accepted | 3/2/2007 8:41:40 AM
2971 | p-Cymene | 99-87-6 | 18986 | Y | N | Organics, Other | Accepted | 11/20/2007 1:25:45 PM
1623 | p-Dichlorobenzene | 106-46-7 | 23622 | Y | N | Organics, Pesticide | Accepted | 3/2/2007 8:41:40 AM
3042 | P-Diethylbenzene | 105-05-5 | 22558 | N | N | Organics, Other | Accepted | 7/3/2008 12:21:28 PM
3519 | p-Dinitrobenzene | 100-25-4 | 19307 | N | N | Organics, Other | Accepted | 7/22/2014 12:00:00 AM
1646 | p-Ethylacetophenone | 937-30-4 | 74724 | Y | N | Not Assigned | Accepted | 3/2/2007 8:41:42 AM
4531 | p-Ethylphenol | 123-07-9 | 32748 | N | N | Not Assigned | Accepted | 7/10/2013 11:19:06 AM
1647 | p-Ethyltoluene | 622-96-8 | 62653 | Y | N | Not Assigned | Accepted | 3/2/2007 8:41:42 AM
1688 | p-Hydroxybenzoic acid | 99-96-7 | 19059 | Y | N | Not Assigned | Accepted | 3/2/2007 8:41:45 AM
400 | p-Hydroxycinnamic acid | 7400-08-0 | 149153 | Y | N | Not Assigned | Accepted | 3/2/2007 8:41:45 AM
98 | p-Isopropenylacetophenone | 5359-04-6 | 961938 | Y | N | Not Assigned | Accepted | 3/2/2007 8:41:46 AM
1700 | p-Methoxyphenol | 150-76-5 | 40089 | Y | N | Not Assigned | Accepted | 3/2/2007 8:41:47 AM
1511 | p-Methyl styrene | 622-97-9 | 62661 | N | N | Not Assigned | Accepted | 9/23/2016 9:21:01 AM
1701 | p-Nitroaniline | 100-01-6 | 19109 | Y | N | Organics, Other | Accepted | 3/2/2007 8:41:47 AM
1702 | p-Nitroanisole | 100-17-4 | 19240 | Y | N | Not Assigned | Accepted | 3/2/2007 8:41:47 AM
1703 | p-Nitrophenol | 100-02-7 | 19117 | N | N | Organics, Pesticide | Accepted | 7/22/2014 12:00:00 AM
2983 | p-Nitrotoluene | 99-99-0 | 19083 | Y | N | Organics, Other | Accepted | 1/9/2008 10:25:39 AM
1704 | p-Nonylphenol | 104-40-5 | 22046 | Y | N | Not Assigned | Accepted | 3/2/2007 8:41:47 AM
2535 | p-Octylphenol | 1806-26-4 | 92684 | Y | N | Organics, Other | Accepted | 3/2/2007 8:41:47 AM
1712 | p-Phenylenediamine | 106-50-3 | 23663 | Y | N | Organics, Other | Accepted | 3/2/2007 8:41:48 AM
4537 | p-Propylphenol | 645-56-7 | 66530 | N | N | Not Assigned | Accepted | 7/10/2013 11:19:06 AM
480 | p-Quaterphenyl | 135-70-6 | 36475 | Y | N | Not Assigned | Accepted | 3/2/2007 8:41:48 AM
1739 | p-Terphenyl | 92-94-4 | 14555 | Y | N | Not Assigned | Accepted | 3/2/2007 8:41:52 AM
3698 | p-Terphenyl-d14 | 1718-51-0 | 1734351 | N | N | Not Assigned | Accepted | 7/22/2014 12:00:00 AM
4523 | p-tert-Amylphenol | 80-46-6 | 8359 | N | N | Not Assigned | Accepted | 7/10/2013 11:19:06 AM
1740 | p-tert-Butylbenzoic acid | 98-73-7 | 18259 | Y | N | Not Assigned | Accepted | 3/2/2007 8:41:52 AM
1741 | p-tert-Butylphenol | 98-54-4 | 18119 | Y | N | Organics, Pesticide | Accepted | 3/2/2007 8:41:52 AM
1742 | p-Toluidine | 106-49-0 | 23655 | Y | N | Not Assigned | Accepted | 3/2/2007 8:41:52 AM
1743 | p-Xylene | 106-42-3 | 23580 | Y | N | Organics, Other | Accepted | 3/2/2007 8:41:52 AM
3038 | Paclobutrazol | 76738-62-0 | 588822 | N | N | Organics, Pesticide | Accepted | 7/3/2008 12:21:28 PM
5521 | PAH |  |  | N | N | Not Assigned | Accepted | 12/21/2015 3:01:37 PM
1519 | Palladium | 7440-05-3 | 149708 | N | N | Inorganics, Minor, Metals | Accepted | 7/22/2014 12:00:00 AM
1520 | Palmitic acid | 57-10-3 | 2428 | N | N | Organics, Other | Accepted | 7/22/2014 12:00:00 AM
1127 | Palmitonitrile | 629-79-8 | 64923 | N | N | Not Assigned | Accepted | 3/2/2007 8:41:32 AM
5293 | Palustric acid | 1945-53-5 |  | N | N | Not Assigned | Accepted | 4/30/2015 9:53:56 AM
1521 | Paraffin oils | 8012-95-1 | 158295 | Y | N | Not Assigned | Accepted | 3/2/2007 8:41:32 AM
1522 | Paraldehyde | 123-63-7 | 33076 | N | N | Not Assigned | Accepted | 3/2/2007 8:41:32 AM
1523 | Paraoxon | 311-45-5 | 42028 | N | N | Organics, Pesticide | Accepted | 7/22/2014 12:00:00 AM
1524 | Paraquat | 4685-14-7 | 126730 | N | N | Organics, Pesticide | Accepted | 7/22/2014 12:00:00 AM
5116 | Paraquat dichloride | 1910-42-5 | 94110 | N | N | Not Assigned | Accepted | 4/1/2015 3:21:12 PM
1525 | Parathion | 56-38-2 | 2147 | Y | N | Organics, Pesticide | Accepted | 3/2/2007 8:41:32 AM
7289 | Parathion-d10 | 350820-04-1 |  | N | N | Not Assigned | Accepted | 9/10/2018 8:44:33 AM
2764 | Parlar 26 |  |  | N | N | Not Assigned | Accepted | 7/18/2016 10:58:38 AM
2839 | Parlar 50 | 66860-80-8 |  | N | N | Not Assigned | Accepted | 7/11/2016 7:40:45 AM
2856 | Parlar 62 | 154159-06-5 |  | N | N | Not Assigned | Accepted | 7/11/2016 7:40:45 AM
2440 | Paroxetine | 61869-08-7 | 17164070 | Y | N | Organics, Other | Accepted | 3/2/2007 8:41:33 AM
4801 | Paroxetine-d6 |  |  | N | N | Not Assigned | Accepted | 3/24/2014 9:00:00 AM
4627 | Partial Pressure CO2 |  |  | N | N | Physical | Accepted | 8/26/2013 8:42:18 AM
1526 | Partial pressure of dissolved gases |  | 1644269 | N | N | Physical | Accepted | 3/2/2007 8:41:33 AM
2441 | Particle distribution |  | 1642586 | N | N | Physical | Accepted | 3/2/2007 8:41:33 AM
2955 | Particle size |  | 17132713 | N | N | Physical | Accepted | 3/2/2007 8:41:33 AM
2442 | Particle size (size/range in result Particle Size Basis) |  | 17132713 | N | N | Physical | Accepted | 3/2/2007 8:41:33 AM
5621 | Particle size, (0.032mm) |  |  | N | N | Not Assigned | Accepted | 1/14/2016 12:00:00 AM
4596 | Particle size, 0.002.mm |  |  | N | N | Physical | Accepted | 7/10/2013 11:19:06 AM
4595 | Particle size, 0.5 inch (12.5mm) |  |  | N | N | Physical | Accepted | 7/10/2013 11:19:06 AM
4050 | Particle size, 1 inch (25.0mm) |  | 17132713 | N | N | Physical | Accepted | 4/18/2013 8:42:18 AM
4051 | Particle size, 1 inch (25.40mm) |  | 17132713 | N | N | Physical | Accepted | 4/18/2013 8:42:18 AM
4052 | Particle size, 1.5 inch (37.5mm) |  | 17132713 | N | N | Physical | Accepted | 4/18/2013 8:42:18 AM
4053 | Particle size, 1.5 inch (38.1mm) |  | 17132713 | N | N | Physical | Accepted | 4/18/2013 8:42:18 AM
4054 | Particle size, 1/2 inch (12.5mm) |  | 17132713 | N | N | Physical | Accepted | 4/18/2013 8:42:18 AM
4055 | Particle size, 2 inch, (50.80mm) |  | 17132713 | N | N | Physical | Accepted | 4/18/2013 8:42:18 AM
4056 | Particle size, 2 inch, (50mm) |  | 17132713 | N | N | Physical | Accepted | 4/18/2013 8:42:18 AM
4057 | Particle size, 3 inch, (75.0mm) |  | 17132713 | N | N | Physical | Accepted | 4/18/2013 8:42:18 AM
4058 | Particle size, 3 inch, (76.20mm) |  | 17132713 | N | N | Physical | Accepted | 4/18/2013 8:42:18 AM
4059 | Particle size, 3/4 inch (19.05mm) |  | 17132713 | N | N | Physical | Accepted | 4/18/2013 8:42:18 AM
4060 | Particle size, 3/4 inch (19.0mm) |  | 17132713 | N | N | Physical | Accepted | 4/18/2013 8:42:18 AM
4061 | Particle size, 3/8 inch (9.525mm) |  | 17132713 | N | N | Physical | Accepted | 4/18/2013 8:42:18 AM
4062 | Particle size, 3/8 inch (9.5mm) |  | 17132713 | N | N | Physical | Accepted | 4/18/2013 8:42:18 AM
4063 | Particle size, 5/16 inch (8.0mm) |  | 17132713 | N | N | Physical | Accepted | 4/18/2013 8:42:18 AM
4064 | Particle size, Hydrometer (.008 mm) |  | 17132713 | N | N | Physical | Accepted | 4/18/2013 8:42:18 AM
4065 | Particle size, Hydrometer (.011 mm) |  | 17132713 | N | N | Physical | Accepted | 4/18/2013 8:42:18 AM
4066 | Particle size, Hydrometer (.015 mm) |  | 17132713 | N | N | Physical | Accepted | 4/18/2013 8:42:18 AM
4067 | Particle size, Hydrometer (.026 mm) |  | 17132713 | N | N | Physical | Accepted | 4/18/2013 8:42:18 AM
4068 | Particle size, Hydrometer (.040 mm) |  | 17132713 | N | N | Physical | Accepted | 4/18/2013 8:42:18 AM
4069 | Particle size, Hydrometer (0.001mm) |  | 17132713 | N | N | Physical | Accepted | 4/18/2013 8:42:18 AM
4070 | Particle size, Hydrometer (0.004mm) |  | 17132713 | N | N | Physical | Accepted | 4/18/2013 8:42:18 AM
4071 | Particle size, Hydrometer (0.007mm) |  | 17132713 | N | N | Physical | Accepted | 4/18/2013 8:42:18 AM
4072 | Particle size, Hydrometer (0.010mm) |  | 17132713 | N | N | Physical | Accepted | 4/18/2013 8:42:18 AM
4073 | Particle size, Hydrometer (0.014mm) |  | 17132713 | N | N | Physical | Accepted | 4/18/2013 8:42:18 AM
4074 | Particle size, Hydrometer (0.023mm) |  | 17132713 | N | N | Physical | Accepted | 4/18/2013 8:42:18 AM
4075 | Particle size, Hydrometer (0.036mm) |  | 17132713 | N | N | Physical | Accepted | 4/18/2013 8:42:18 AM
2443 | Particle size, Sieve No. 04, 4 mesh, (4.75mm) |  | 17132713 | N | N | Physical | Accepted | 3/2/2007 8:41:33 AM
2444 | Particle size, Sieve No. 05, 5 mesh, (4.00mm) |  | 17132713 | N | N | Physical | Accepted | 3/2/2007 8:41:33 AM
2445 | Particle size, Sieve No. 06, 6 mesh, (3.35mm) |  | 17132713 | N | N | Physical | Accepted | 3/2/2007 8:41:33 AM
2446 | Particle size, Sieve No. 07, 7 mesh, (2.80mm) |  | 17132713 | N | N | Physical | Accepted | 3/2/2007 8:41:33 AM
2447 | Particle size, Sieve No. 08, 8 mesh, (2.36mm) |  | 17132713 | N | N | Physical | Accepted | 3/2/2007 8:41:33 AM
2448 | Particle size, Sieve No. 10, 9 mesh, (2.00mm) |  | 17132713 | N | N | Physical | Accepted | 3/2/2007 8:41:33 AM
2463 | Particle size, Sieve No. 100, 100 mesh, (0.150mm) |  | 17132713 | N | N | Physical | Accepted | 3/2/2007 8:41:33 AM
2449 | Particle size, Sieve No. 12, 10 mesh, (1.70mm) |  | 17132713 | N | N | Physical | Accepted | 3/2/2007 8:41:33 AM
2464 | Particle size, Sieve No. 120, 115 mesh, (0.125mm) |  | 17132713 | N | N | Physical | Accepted | 3/2/2007 8:41:33 AM
2450 | Particle size, Sieve No. 14, 12 mesh, (1.40mm) |  | 17132713 | N | N | Physical | Accepted | 3/2/2007 8:41:33 AM
2465 | Particle size, Sieve No. 140, 150 mesh, (0.106mm) |  | 17132713 | N | N | Physical | Accepted | 3/2/2007 8:41:33 AM
2451 | Particle size, Sieve No. 16, 14 mesh, (1.18mm) |  | 17132713 | N | N | Physical | Accepted | 3/2/2007 8:41:34 AM
2466 | Particle size, Sieve No. 170, 170 mesh, (0.090mm) |  | 17132713 | N | N | Physical | Accepted | 3/2/2007 8:41:34 AM
2452 | Particle size, Sieve No. 18, 16 mesh, (1.00mm) |  | 17132713 | N | N | Physical | Accepted | 3/2/2007 8:41:34 AM
2453 | Particle size, Sieve No. 20, 20 mesh, (0.850mm) |  | 17132713 | N | N | Physical | Accepted | 3/2/2007 8:41:34 AM
2467 | Particle size, Sieve No. 200, 200 mesh, (0.075mm) |  | 17132713 | N | N | Physical | Accepted | 3/2/2007 8:41:34 AM
2468 | Particle size, Sieve No. 230, 250 mesh, (0.063mm) |  | 17132713 | N | N | Physical | Accepted | 3/2/2007 8:41:34 AM
2454 | Particle size, Sieve No. 25, 24 mesh, (0.710mm) |  | 17132713 | N | N | Physical | Accepted | 3/2/2007 8:41:34 AM
2469 | Particle size, Sieve No. 270, 270 mesh, (0.053mm) |  | 17132713 | N | N | Physical | Accepted | 3/2/2007 8:41:34 AM
2455 | Particle size, Sieve No. 30, 28 mesh, (0.600mm) |  | 17132713 | N | N | Physical | Accepted | 3/2/2007 8:41:34 AM
2470 | Particle size, Sieve No. 325, 325 mesh, (0.045mm) |  | 17132713 | N | N | Physical | Accepted | 3/2/2007 8:41:34 AM
2456 | Particle Size, Sieve No. 35, 32 Mesh, (0.425mm) |  | 17132713 | N | N | Physical | Accepted | 3/2/2007 8:41:34 AM
5620 | Particle Size, Sieve No. 35, 32 Mesh, (0.5 mm) |  |  | N | N | Not Assigned | Accepted | 1/14/2016 12:00:00 AM
2457 | Particle size, Sieve No. 40, 35 mesh, (0.425mm) |  | 17132713 | N | N | Physical | Accepted | 3/2/2007 8:41:34 AM
2471 | Particle size, Sieve No. 400, 400 mesh, (0.038mm) |  | 17132713 | N | N | Physical | Accepted | 3/2/2007 8:41:34 AM
2458 | Particle size, Sieve No. 45, 42 mesh, (0.355mm) |  | 17132713 | N | N | Physical | Accepted | 3/2/2007 8:41:34 AM
2472 | Particle size, Sieve No. 450, 450 mesh, (0.032mm) |  | 17132713 | N | N | Physical | Accepted | 3/2/2007 8:41:34 AM
2459 | Particle size, Sieve No. 50, 48 mesh, (0.300mm) |  | 17132713 | N | N | Physical | Accepted | 3/2/2007 8:41:34 AM
2473 | Particle size, Sieve No. 500, 500 mesh, (0.025mm) |  | 17132713 | N | N | Physical | Accepted | 3/2/2007 8:41:34 AM
2460 | Particle size, Sieve No. 60, 60 mesh, (0.250mm) |  | 17132713 | N | N | Physical | Accepted | 3/2/2007 8:41:35 AM
2461 | Particle size, Sieve No. 70, 65 mesh, (0.212mm) |  | 17132713 | N | N | Physical | Accepted | 3/2/2007 8:41:35 AM
2462 | Particle size, Sieve No. 80, 80 mesh, (0.180mm) |  | 17132713 | N | N | Physical | Accepted | 3/2/2007 8:41:35 AM
4014 | Particulate Inorganic Carbon |  |  | N | N | Physical | Accepted | 7/22/2014 12:00:00 AM
6363 | Particulate Inorganic Phosphorus |  |  | N | N | Physical | Accepted | 2/28/2017 1:42:58 PM
3039 | Particulate Matter - Pm10 |  | 1647619 | N | N | Physical | Accepted | 7/3/2008 12:21:28 PM
3040 | Particulate Matter - Pm2.5 |  | 1647635 | N | N | Physical | Accepted | 7/3/2008 12:21:28 PM
6164 | Particulate organic carbon |  |  | Y | N | Not Assigned | Accepted | 1/12/2017 12:19:39 PM
6163 | Particulate Organic Nitrogen and Particulate Nitrogen |  |  | Y | N | Nutrient | Accepted | 1/11/2017 1:34:52 PM
6240 | PBDE 156/169 |  |  | N | N | Organics, PCBs | Accepted | 2/2/2017 1:53:38 PM
6241 | PBDE 197/204 |  |  | N | N | Organics, PCBs | Accepted | 2/2/2017 1:54:27 PM
7484 | PBDE-156/169 |  |  | N | N | Not Assigned | Accepted | 10/18/2018 6:46:02 PM
7695 | PCB 108/124 |  |  | N | N | Not Assigned | Accepted | 1/28/2019 3:58:24 PM
7696 | PCB 110/115 |  |  | N | N | Not Assigned | Accepted | 1/28/2019 3:58:24 PM
7697 | PCB 135/151/154 |  |  | N | N | Not Assigned | Accepted | 1/28/2019 3:58:24 PM
7698 | PCB 156L/157L |  |  | N | N | Not Assigned | Accepted | 1/28/2019 3:58:24 PM
7699 | PCB 183/185 |  |  | N | N | Not Assigned | Accepted | 1/28/2019 3:58:24 PM
7700 | PCB 43/73 |  |  | N | N | Not Assigned | Accepted | 1/28/2019 3:58:24 PM
7701 | PCB 85/116/117 |  |  | N | N | Not Assigned | Accepted | 1/28/2019 3:58:24 PM
7702 | PCB 86/87/97/109/119/125 |  |  | N | N | Not Assigned | Accepted | 1/28/2019 3:58:24 PM
7703 | PCB 95/93/100 |  |  | N | N | Not Assigned | Accepted | 1/28/2019 3:58:24 PM
7704 | PCB 98/102 |  |  | N | N | Not Assigned | Accepted | 1/28/2019 3:58:24 PM
4468 | PCB-100/194 |  |  | N | N | Organics, PCBs | Accepted | 5/30/2013 8:42:18 AM
6080 | PCB-105/132 |  |  | N | N | Organics, PCBs | Accepted | 7/7/2017 12:00:00 AM
1557 | PCB-105/132/153 |  | 967042 | Y | N | Organics, PCBs | Accepted | 3/2/2007 8:41:35 AM
3433 | PCB-106/118 |  |  | Y | N | Organics, PCBs | Accepted | 8/3/2010 9:32:12 AM
4939 | PCB-107/108 |  |  | N | N | Organics, PCBs | Accepted | 8/8/2014 12:00:00 AM
3434 | PCB-107/109 |  |  | Y | N | Organics, PCBs | Accepted | 8/3/2010 9:32:12 AM
7100 | PCB-107/123 |  |  | N | N | Not Assigned | Accepted | 6/7/2018 8:41:56 AM
1558 | PCB-107/124 |  | 52450749 | Y | N | Organics, PCBs | Accepted | 5/5/2012 3:10:01 PM
3435 | PCB-108/112 |  |  | Y | N | Organics, PCBs | Accepted | 8/3/2010 9:32:12 AM
5541 | PCB-108/124 |  |  | N | N | Organics, PCBs | Accepted | 7/7/2017 12:00:00 AM
6076 | PCB-109/123 |  |  | N | N | Organics, PCBs | Accepted | 7/7/2017 12:00:00 AM
4469 | PCB-110 + 2,4-DDD |  |  | N | N | Organics, PCBs | Accepted | 7/22/2014 12:00:00 AM
1559 | PCB-110/115 |  | 52450756 | Y | N | Organics, PCBs | Accepted | 5/5/2012 3:10:01 PM
3436 | PCB-111/115 |  |  | Y | N | Organics, PCBs | Accepted | 8/3/2010 9:32:13 AM
4940 | PCB-112/119 |  |  | N | N | Organics, PCBs | Accepted | 8/8/2014 12:00:00 AM
5543 | PCB-114/131 |  |  | N | N | Organics, PCBs | Accepted | 7/7/2017 12:00:00 AM
7766 | PCB-115/87 |  |  | N | N | Organics, PCBs | Accepted | 2/21/2019 8:52:57 AM
3703 | PCB-116/125 |  |  | N | N | Organics, PCBs | Accepted | 2/17/2012 5:53:43 PM
2840 | PCB-117/116/85/110/115 |  |  | N | N | Organics, PCBs | Accepted | 7/11/2016 7:40:45 AM
6077 | PCB-117/136 |  |  | N | N | Organics, PCBs | Accepted | 7/7/2017 12:00:00 AM
4478 | PCB-118/149 |  |  | N | N | Organics, PCBs | Accepted | 5/30/2013 8:42:18 AM
4470 | PCB-119 + Nonachlor, trans- |  |  | N | N | Organics, PCBs | Accepted | 5/30/2013 8:42:18 AM
1528 | PCB-12/13 |  | 52450566 | Y | N | Organics, PCBs | Accepted | 5/5/2012 3:10:01 PM
4471 | PCB-121/131 + Nonachlor, cis- |  |  | N | N | Organics, PCBs | Accepted | 5/30/2013 8:42:18 AM
4472 | PCB-122/131 |  |  | N | N | Organics, PCBs | Accepted | 5/30/2013 8:42:18 AM
4473 | PCB-122/131 + Nonachlor, cis- |  |  | N | N | Organics, PCBs | Accepted | 5/30/2013 8:42:18 AM
6078 | PCB-122/165 |  |  | N | N | Organics, PCBs | Accepted | 7/7/2017 12:00:00 AM
1560 | PCB-123/149 |  | 967059 | Y | N | Organics, PCBs | Accepted | 3/2/2007 8:41:35 AM
1561 | PCB-123/153 |  | 52451002 | Y | N | Organics, PCBs | Accepted | 3/2/2007 8:41:35 AM
5546 | PCB-124/135/144 |  |  | N | N | Organics, PCBs | Accepted | 7/7/2017 12:00:00 AM
5547 | PCB-124/135/144/147 |  |  | N | N | Organics, PCBs | Accepted | 7/7/2017 12:00:00 AM
5549 | PCB-124/147 |  |  | N | N | Organics, PCBs | Accepted | 7/7/2017 12:00:00 AM
3437 | PCB-128/162 |  |  | Y | N | Organics, PCBs | Accepted | 8/3/2010 9:32:13 AM
1562 | PCB-128/166 |  | 52450764 | Y | N | Organics, PCBs | Accepted | 5/5/2012 3:10:01 PM
4628 | PCB-128/167 |  | 17027319 | N | N | Organics, PCBs | Accepted | 8/26/2013 8:42:18 AM
6079 | PCB-128/185 |  |  | N | N | Organics, PCBs | Accepted | 7/7/2017 12:00:00 AM
1563 | PCB-129/138/160/163 |  | 52450772 | Y | N | Organics, PCBs | Accepted | 5/5/2012 3:10:01 PM
3220 | PCB-129/138/163 |  |  | N | N | Organics, PCBs | Accepted | 7/22/2014 12:00:00 AM
4485 | PCB-129/178 |  |  | N | N | Organics, PCBs | Accepted | 5/30/2013 8:42:18 AM
6065 | PCB-13/27 |  |  | N | N | Organics, PCBs | Accepted | 7/7/2017 12:00:00 AM
5548 | PCB-130/137/176 |  |  | N | N | Organics, PCBs | Accepted | 7/10/2017 1:12:29 PM
7487 | PCB-131/133/142 |  |  | N | N | Not Assigned | Accepted | 10/18/2018 6:46:02 PM
5544 | PCB-131/142/165 |  |  | N | N | Organics, PCBs | Accepted | 7/7/2017 12:00:00 AM
3704 | PCB-131/146 |  |  | N | N | Organics, PCBs | Accepted | 2/17/2012 5:53:43 PM
7765 | PCB-131/165 |  |  | N | N | Organics, PCBs | Accepted | 2/21/2019 8:52:57 AM
1564 | PCB-132/153 |  | 967430 | Y | N | Organics, PCBs | Accepted | 3/2/2007 8:41:35 AM
3438 | PCB-132/161 |  |  | Y | N | Organics, PCBs | Accepted | 8/3/2010 9:32:13 AM
4629 | PCB-132/168 |  | 1730057 | N | N | Organics, PCBs | Accepted | 8/26/2013 8:42:18 AM
3439 | PCB-133/142 |  |  | Y | N | Organics, PCBs | Accepted | 8/3/2010 9:32:13 AM
3705 | PCB-133/149 |  |  | N | N | Organics, PCBs | Accepted | 2/17/2012 5:53:43 PM
4474 | PCB-134 + 4,4'-DDD |  |  | N | N | Organics, PCBs | Accepted | 7/22/2014 12:00:00 AM
1565 | PCB-134/143 |  | 52450780 | Y | N | Organics, PCBs | Accepted | 5/5/2012 3:10:01 PM
1566 | PCB-135/144 |  | 967539 | Y | N | Organics, PCBs | Accepted | 3/2/2007 8:41:36 AM
7101 | PCB-135/144/147/127 |  |  | N | N | Not Assigned | Accepted | 6/7/2018 8:41:56 AM
3221 | PCB-135/151 |  |  | N | N | Organics, PCBs | Accepted | 7/22/2014 12:00:00 AM
1567 | PCB-135/151/154 |  | 52450798 | Y | N | Organics, PCBs | Accepted | 5/5/2012 3:10:01 PM
4941 | PCB-136/148 |  |  | N | N | Organics, PCBs | Accepted | 8/8/2014 12:00:00 AM
2834 | PCB-137/164 |  |  | N | N | Organics, PCBs | Accepted | 7/11/2016 7:40:45 AM
1568 | PCB-137/176 |  | 967422 | Y | N | Organics, PCBs | Accepted | 3/2/2007 8:41:36 AM
4483 | PCB-137/176 + 4,4'-DDD |  |  | N | N | Organics, PCBs | Accepted | 7/22/2014 12:00:00 AM
7102 | PCB-137/176/130 |  |  | N | N | Not Assigned | Accepted | 6/7/2018 8:41:56 AM
3706 | PCB-138/158 |  |  | N | N | Organics, PCBs | Accepted | 2/17/2012 5:53:43 PM
1569 | PCB-138/160 |  | 52450541 | Y | N | Organics, PCBs | Accepted | 3/2/2007 8:41:36 AM
1570 | PCB-138/163 |  | 967067 | Y | N | Organics, PCBs | Accepted | 3/2/2007 8:41:36 AM
3440 | PCB-138/163/164 |  |  | Y | N | Organics, PCBs | Accepted | 8/3/2010 9:32:13 AM
1571 | PCB-139/140 |  | 52450806 | Y | N | Organics, PCBs | Accepted | 5/5/2012 3:10:01 PM
3441 | PCB-139/149 |  |  | Y | N | Organics, PCBs | Accepted | 8/3/2010 9:32:13 AM
1572 | PCB-141/179 |  | 52450558 | Y | N | Organics, PCBs | Accepted | 3/2/2007 8:41:36 AM
4477 | PCB-146 + Nonachlor,cis- |  |  | N | N | Organics, PCBs | Accepted | 2/27/2014 6:09:08 PM
3442 | PCB-146/165 |  |  | Y | N | Organics, PCBs | Accepted | 8/3/2010 9:32:13 AM
1573 | PCB-147/149 |  | 52450814 | Y | N | Organics, PCBs | Accepted | 5/5/2012 3:10:01 PM
1574 | PCB-15/17 |  | 967075 | Y | N | Organics, PCBs | Accepted | 3/2/2007 8:41:36 AM
5523 | PCB-15/18 |  |  | N | N | Organics, PCBs | Accepted | 7/7/2017 12:00:00 AM
1575 | PCB-153/168 |  | 52450822 | Y | N | Organics, PCBs | Accepted | 5/5/2012 3:10:01 PM
1576 | PCB-153/173/201 |  | 52451010 | Y | N | Organics, PCBs | Accepted | 3/2/2007 8:41:36 AM
4479 | PCB-156 + Unknown tetra-BDE |  |  | N | N | Organics, PCBs | Accepted | 5/30/2013 8:42:18 AM
1577 | PCB-156/157 |  | 52450830 | Y | N | Organics, PCBs | Accepted | 5/5/2012 3:10:01 PM
5553 | PCB-156/171/202 |  |  | N | N | Organics, PCBs | Accepted | 7/7/2017 12:00:00 AM
4480 | PCB-157/173/201 |  |  | N | N | Not Assigned | Accepted | 1/30/2014 8:42:18 AM
4689 | PCB-157/200 |  |  | N | N | Organics, PCBs | Accepted | 10/24/2013 8:42:18 AM
3443 | PCB-158/160 |  |  | Y | N | Organics, PCBs | Accepted | 8/3/2010 9:32:13 AM
1578 | PCB-16/32 |  | 967448 | Y | N | Organics, PCBs | Accepted | 3/2/2007 8:41:36 AM
3707 | PCB-163/164 |  |  | N | N | Organics, PCBs | Accepted | 2/17/2012 5:53:43 PM
1529 | PCB-17/18 |  | 52451028 | Y | N | Organics, PCBs | Accepted | 3/2/2007 8:41:36 AM
1579 | PCB-170/190 |  | 967083 | Y | N | Organics, PCBs | Accepted | 3/2/2007 8:41:36 AM
4481 | PCB-171/156 |  |  | N | N | Organics, PCBs | Accepted | 5/30/2013 8:42:18 AM
4482 | PCB-171/156 + Unknown tetra-BDE |  |  | N | N | Organics, PCBs | Accepted | 5/30/2013 8:42:18 AM
1580 | PCB-171/173 |  | 52450848 | Y | N | Organics, PCBs | Accepted | 5/5/2012 3:10:01 PM
6081 | PCB-171/201 |  |  | N | N | Organics, PCBs | Accepted | 7/7/2017 12:00:00 AM
1581 | PCB-171/202 |  | 967505 | Y | N | Organics, PCBs | Accepted | 3/2/2007 8:41:37 AM
5550 | PCB-172/192 |  |  | N | N | Organics, PCBs | Accepted | 7/7/2017 12:00:00 AM
1582 | PCB-172/197 |  | 967513 | Y | N | Organics, PCBs | Accepted | 3/2/2007 8:41:37 AM
1530 | PCB-18/30 |  | 52450574 | Y | N | Organics, PCBs | Accepted | 5/5/2012 3:10:01 PM
1583 | PCB-180/193 |  | 52450855 | Y | N | Organics, PCBs | Accepted | 5/5/2012 3:10:01 PM
1584 | PCB-182/187 |  | 967554 | Y | N | Organics, PCBs | Accepted | 3/2/2007 8:41:37 AM
1585 | PCB-183/185 |  | 52450863 | Y | N | Organics, PCBs | Accepted | 5/5/2012 3:10:01 PM
5552 | PCB-194/205 |  |  | N | N | Organics, PCBs | Accepted | 7/7/2017 12:00:00 AM
6082 | PCB-195/207 |  |  | N | N | Organics, PCBs | Accepted | 7/7/2017 12:00:00 AM
1586 | PCB-195/208 |  | 967521 | Y | N | Organics, PCBs | Accepted | 3/2/2007 8:41:37 AM
1587 | PCB-196/203 |  | 967471 | Y | N | Organics, PCBs | Accepted | 3/2/2007 8:41:37 AM
1588 | PCB-197/200 |  | 52450871 | Y | N | Organics, PCBs | Accepted | 5/5/2012 3:10:01 PM
1589 | PCB-198/199 |  | 52450889 | Y | N | Organics, PCBs | Accepted | 5/5/2012 3:10:01 PM
3692 | PCB-20/21/33 |  |  | N | N | Organics, PCBs | Accepted | 7/22/2014 12:00:00 AM
1531 | PCB-20/28 |  | 52450582 | Y | N | Organics, PCBs | Accepted | 5/5/2012 3:10:01 PM
1532 | PCB-20/33 |  | 52451036 | Y | N | Organics, PCBs | Accepted | 3/2/2007 8:41:37 AM
4487 | PCB-20/33 + Chlordene, alpha- |  |  | N | N | Organics, PCBs | Accepted | 5/30/2013 8:42:18 AM
7103 | PCB-202/171/176 |  |  | N | N | Not Assigned | Accepted | 6/7/2018 8:41:56 AM
7104 | PCB-203/195 |  |  | N | N | Not Assigned | Accepted | 6/7/2018 8:41:56 AM
1533 | PCB-21/33 |  | 52450590 | Y | N | Organics, PCBs | Accepted | 5/5/2012 3:10:01 PM
4691 | PCB-21/33/53 |  |  | N | N | Organics, PCBs | Accepted | 10/24/2013 8:42:18 AM
1534 | PCB-22/51 |  | 52451044 | Y | N | Organics, PCBs | Accepted | 3/2/2007 8:41:37 AM
5524 | PCB-23/34 |  |  | N | N | Organics, PCBs | Accepted | 7/7/2017 12:00:00 AM
1591 | PCB-24/27 |  | 967547 | Y | N | Organics, PCBs | Accepted | 3/2/2007 8:41:37 AM
1535 | PCB-26/29 |  | 52450608 | Y | N | Organics, PCBs | Accepted | 5/5/2012 3:10:01 PM
5526 | PCB-27/33/53 |  |  | N | N | Organics, PCBs | Accepted | 7/7/2017 12:00:00 AM
1592 | PCB-28/31 |  | 967091 | Y | N | Organics, PCBs | Accepted | 3/2/2007 8:41:38 AM
6066 | PCB-34/54 |  |  | N | N | Organics, PCBs | Accepted | 7/7/2017 12:00:00 AM
4488 | PCB-35 + Chlordene, gamma- |  |  | N | N | Organics, PCBs | Accepted | 5/30/2013 8:42:18 AM
6600 | PCB-37/41 |  |  | N | N | Organics, PCBs | Accepted | 6/27/2017 1:12:03 PM
1593 | PCB-37/42 |  | 967455 | Y | N | Organics, PCBs | Accepted | 3/2/2007 8:41:38 AM
1536 | PCB-37/42/59 |  | 52451051 | Y | N | Organics, PCBs | Accepted | 3/2/2007 8:41:38 AM
4510 | PCB-37/59 |  |  | N | N | Organics, PCBs | Accepted | 5/30/2013 8:42:18 AM
1594 | PCB-4/10 |  | 967109 | Y | N | Organics, PCBs | Accepted | 3/2/2007 8:41:38 AM
6068 | PCB-40/103 |  |  | N | N | Organics, PCBs | Accepted | 7/7/2017 12:00:00 AM
1537 | PCB-40/41/71 |  | 52450616 | Y | N | Organics, PCBs | Accepted | 3/2/2007 8:41:38 AM
3420 | PCB-40/71 |  | 52450616 | Y | N | Organics, PCBs | Accepted | 8/3/2010 9:32:11 AM
1538 | PCB-41/64 |  | 52451069 | Y | N | Organics, PCBs | Accepted | 3/2/2007 8:41:38 AM
5527 | PCB-41/64/68 |  |  | N | N | Organics, PCBs | Accepted | 7/7/2017 12:00:00 AM
1595 | PCB-41/64/71 |  | 967117 | Y | N | Organics, PCBs | Accepted | 3/2/2007 8:41:38 AM
3421 | PCB-41/64/71/72 |  |  | Y | N | Organics, PCBs | Accepted | 8/3/2010 9:32:11 AM
1596 | PCB-41/64/72 |  | 967125 | N | N | Organics, PCBs | Accepted | 3/2/2007 8:41:38 AM
4690 | PCB-41/71 |  |  | N | N | Organics, PCBs | Accepted | 10/24/2013 8:42:18 AM
3422 | PCB-42/59 |  |  | Y | N | Organics, PCBs | Accepted | 8/3/2010 9:32:11 AM
3423 | PCB-43/49 |  |  | Y | N | Organics, PCBs | Accepted | 8/3/2010 9:32:11 AM
5528 | PCB-43/52 |  |  | N | N | Organics, PCBs | Accepted | 7/7/2017 12:00:00 AM
5529 | PCB-43/73 |  |  | N | N | Organics, PCBs | Accepted | 7/7/2017 12:00:00 AM
1539 | PCB-44/47/65 |  | 52450624 | Y | N | Organics, PCBs | Accepted | 5/5/2012 3:10:01 PM
1540 | PCB-45/51 |  | 52450632 | Y | N | Organics, PCBs | Accepted | 5/5/2012 3:10:01 PM
6069 | PCB-47/104 |  |  | N | N | Organics, PCBs | Accepted | 7/7/2017 12:00:00 AM
1597 | PCB-47/48 |  | 967406 | Y | N | Organics, PCBs | Accepted | 3/2/2007 8:41:38 AM
4465 | PCB-47/48/75 |  |  | N | N | Organics, PCBs | Accepted | 5/30/2013 8:42:18 AM
1541 | PCB-47/75 |  | 52451077 | Y | N | Organics, PCBs | Accepted | 3/2/2007 8:41:38 AM
3713 | PCB-47/78/74 |  |  | N | N | Organics, PCBs | Accepted | 2/17/2012 5:53:44 PM
3424 | PCB-48/75 |  |  | Y | N | Organics, PCBs | Accepted | 8/3/2010 9:32:11 AM
1542 | PCB-49/69 |  | 52450640 | Y | N | Organics, PCBs | Accepted | 5/5/2012 3:10:01 PM
1598 | PCB-5/8 |  | 967562 | Y | N | Organics, PCBs | Accepted | 3/2/2007 8:41:38 AM
1543 | PCB-50/53 |  | 52450657 | Y | N | Organics, PCBs | Accepted | 5/5/2012 3:10:01 PM
7105 | PCB-52/43 |  |  | N | N | Not Assigned | Accepted | 6/7/2018 8:41:56 AM
3425 | PCB-52/69 |  |  | Y | N | Organics, PCBs | Accepted | 8/3/2010 9:32:11 AM
5530 | PCB-52/73 |  |  | N | N | Organics, PCBs | Accepted | 7/7/2017 12:00:00 AM
1544 | PCB-55/91 |  | 52451085 | Y | N | Organics, PCBs | Accepted | 3/2/2007 8:41:38 AM
1599 | PCB-56/60 |  | 967463 | Y | N | Organics, PCBs | Accepted | 3/2/2007 8:41:39 AM
7106 | PCB-56/60/85 |  |  | N | N | Not Assigned | Accepted | 6/7/2018 8:41:56 AM
4491 | PCB-56/60/92 + Chlordane, trans- |  |  | N | N | Organics, PCBs | Accepted | 5/30/2013 8:42:18 AM
4493 | PCB-56/61 + Chlordane, trans- |  |  | N | N | Organics, PCBs | Accepted | 5/30/2013 8:42:18 AM
6070 | PCB-56/84 |  |  | N | N | Organics, PCBs | Accepted | 7/7/2017 12:00:00 AM
1545 | PCB-59/62/75 |  | 52450665 | Y | N | Organics, PCBs | Accepted | 5/5/2012 3:10:01 PM
3693 | PCB-61/70 |  |  | N | N | Organics, PCBs | Accepted | 7/22/2014 12:00:00 AM
1546 | PCB-61/70/74/76 |  | 52450673 | Y | N | Organics, PCBs | Accepted | 5/5/2012 3:10:01 PM
1547 | PCB-61/74 |  | 52451093 | Y | N | Organics, PCBs | Accepted | 3/2/2007 8:41:39 AM
6071 | PCB-63/93 |  |  | N | N | Organics, PCBs | Accepted | 7/7/2017 12:00:00 AM
4942 | PCB-64/72 |  |  | N | N | Organics, PCBs | Accepted | 8/8/2014 12:00:00 AM
4943 | PCB-65/75 |  |  | N | N | Organics, PCBs | Accepted | 8/8/2014 12:00:00 AM
4494 | PCB-66/70/95 |  |  | N | N | Organics, PCBs | Accepted | 5/30/2013 8:42:18 AM
3427 | PCB-66/76 |  |  | Y | N | Organics, PCBs | Accepted | 8/3/2010 9:32:11 AM
5531 | PCB-66/76/80 |  |  | N | N | Organics, PCBs | Accepted | 7/7/2017 12:00:00 AM
6072 | PCB-66/91 |  |  | N | N | Organics, PCBs | Accepted | 7/7/2017 12:00:00 AM
1600 | PCB-66/95 |  | 967133 | Y | N | Organics, PCBs | Accepted | 3/2/2007 8:41:39 AM
4495 | PCB-67/100 |  |  | N | N | Organics, PCBs | Accepted | 5/30/2013 8:42:18 AM
4496 | PCB-67/101 + Chlordane(1) |  |  | N | N | Organics, PCBs | Accepted | 5/30/2013 8:42:18 AM
1601 | PCB-7/9 |  | 967141 | Y | N | Organics, PCBs | Accepted | 3/2/2007 8:41:39 AM
5532 | PCB-70/74/76 |  |  | N | N | Organics, PCBs | Accepted | 7/7/2017 12:00:00 AM
1602 | PCB-70/76 |  | 967414 | Y | N | Organics, PCBs | Accepted | 3/2/2007 8:41:39 AM
4497 | PCB-74 + Heptachlor epoxide |  |  | N | N | Organics, PCBs | Accepted | 5/30/2013 8:42:18 AM
1603 | PCB-77/110 |  | 967489 | Y | N | Organics, PCBs | Accepted | 3/2/2007 8:41:39 AM
4475 | PCB-77/136 |  |  | N | N | Organics, PCBs | Accepted | 5/30/2013 8:42:18 AM
6073 | PCB-77/144 |  |  | N | N | Organics, PCBs | Accepted | 7/7/2017 12:00:00 AM
1548 | PCB-80/95 |  | 52451101 | Y | N | Organics, PCBs | Accepted | 3/2/2007 8:41:39 AM
3702 | PCB-81/87 |  |  | N | N | Organics, PCBs | Accepted | 2/17/2012 5:53:43 PM
4498 | PCB-82/151 |  |  | N | N | Organics, PCBs | Accepted | 5/30/2013 8:42:18 AM
5533 | PCB-83/108 |  |  | N | N | Organics, PCBs | Accepted | 7/7/2017 12:00:00 AM
6074 | PCB-83/119 |  |  | N | N | Organics, PCBs | Accepted | 7/7/2017 12:00:00 AM
1549 | PCB-83/99 |  | 52450681 | Y | N | Organics, PCBs | Accepted | 5/5/2012 3:10:01 PM
4499 | PCB-84 + Chlordane(5) |  |  | N | N | Organics, PCBs | Accepted | 5/30/2013 8:42:18 AM
6122 | PCB-84/89/92 |  |  | N | N | Organics, PCBs | Accepted | 7/7/2017 12:00:00 AM
1604 | PCB-84/92 |  | 967497 | Y | N | Organics, PCBs | Accepted | 3/2/2007 8:41:39 AM
4500 | PCB-85 + 4,4'-DDE |  |  | N | N | Organics, PCBs | Accepted | 7/22/2014 12:00:00 AM
3714 | PCB-85/110 |  |  | N | N | Organics, PCBs | Accepted | 2/17/2012 5:53:47 PM
4466 | PCB-85/110/120 |  |  | N | N | Organics, PCBs | Accepted | 5/30/2013 8:42:18 AM
6075 | PCB-85/115/154 |  |  | N | N | Organics, PCBs | Accepted | 7/7/2017 12:00:00 AM
3694 | PCB-85/116 |  |  | N | N | Organics, PCBs | Accepted | 7/22/2014 12:00:00 AM
1550 | PCB-85/116/117 |  | 52450699 | Y | N | Organics, PCBs | Accepted | 5/5/2012 3:10:01 PM
5534 | PCB-85/120 |  |  | N | N | Organics, PCBs | Accepted | 7/7/2017 12:00:00 AM
7486 | PCB-86/125 |  |  | N | N | Not Assigned | Accepted | 10/18/2018 6:46:02 PM
1551 | PCB-86/87/97/108/119/125 |  | 52450707 | Y | N | Organics, PCBs | Accepted | 5/5/2012 3:10:01 PM
5535 | PCB-86/87/97/109/119/125 |  |  | N | N | Organics, PCBs | Accepted | 7/7/2017 12:00:00 AM
5536 | PCB-86/87/97/111/117/125 |  |  | N | N | Organics, PCBs | Accepted | 7/7/2017 12:00:00 AM
3708 | PCB-86/97 |  |  | N | N | Organics, PCBs | Accepted | 2/17/2012 5:53:43 PM
4944 | PCB-86/97/117 |  |  | N | N | Organics, PCBs | Accepted | 8/8/2014 12:00:00 AM
3701 | PCB-87/111 |  |  | N | N | Organics, PCBs | Accepted | 2/17/2012 5:53:43 PM
4467 | PCB-87/111/115 |  |  | N | N | Organics, PCBs | Accepted | 5/30/2013 8:42:18 AM
1552 | PCB-87/115 |  | 52451119 | Y | N | Organics, PCBs | Accepted | 3/2/2007 8:41:39 AM
7485 | PCB-87/117 |  |  | N | N | Not Assigned | Accepted | 10/18/2018 6:46:02 PM
3429 | PCB-87/117/125 |  |  | Y | N | Organics, PCBs | Accepted | 8/3/2010 9:32:12 AM
5537 | PCB-88/121 |  |  | N | N | Organics, PCBs | Accepted | 7/7/2017 12:00:00 AM
1553 | PCB-88/91 |  | 52450715 | Y | N | Organics, PCBs | Accepted | 5/5/2012 3:10:01 PM
5538 | PCB-89/90/101 |  |  | N | N | Organics, PCBs | Accepted | 7/7/2017 12:00:00 AM
1554 | PCB-90/101 |  | 52450533 | Y | N | Organics, PCBs | Accepted | 3/2/2007 8:41:39 AM
4501 | PCB-90/101 + Chlordane(5) |  |  | N | N | Organics, PCBs | Accepted | 5/30/2013 8:42:18 AM
1555 | PCB-90/101/113 |  | 52450723 | Y | N | Organics, PCBs | Accepted | 5/5/2012 3:10:01 PM
3430 | PCB-93/100 |  | 52450731 | Y | N | Organics, PCBs | Accepted | 8/3/2010 9:32:12 AM
5539 | PCB-93/95 |  |  | N | N | Organics, PCBs | Accepted | 7/7/2017 12:00:00 AM
1556 | PCB-93/95/98/100/102 |  | 52450731 | Y | N | Organics, PCBs | Accepted | 5/5/2012 3:10:01 PM
6242 | PCB-93/95/98/102 |  |  | N | N | Organics, PCBs | Accepted | 2/2/2017 2:04:56 PM
3219 | PCB-93/98/100/102 |  |  | N | N | Organics, PCBs | Accepted | 7/22/2014 12:00:00 AM
4945 | PCB-93/98/102 |  |  | N | N | Organics, PCBs | Accepted | 8/8/2014 12:00:00 AM
5540 | PCB-95/100 |  |  | N | N | Organics, PCBs | Accepted | 7/7/2017 12:00:00 AM
3431 | PCB-95/98/102 |  |  | Y | N | Organics, PCBs | Accepted | 8/3/2010 9:32:12 AM
4502 | PCB-97 + Chlordane(7) |  |  | N | N | Organics, PCBs | Accepted | 5/30/2013 8:42:18 AM
3432 | PCB-98/102 |  |  | Y | N | Organics, PCBs | Accepted | 8/3/2010 9:32:12 AM
4503 | PCB-99 +Chlordane, cis- |  |  | N | N | Organics, PCBs | Accepted | 5/30/2013 8:42:18 AM
3338 | PCN-14/21/24 |  |  | N | N | Not Assigned | Accepted | 4/7/2016 11:08:03 AM
3337 | PCN-17/25 |  |  | N | N | Not Assigned | Accepted | 4/7/2016 11:08:04 AM
3336 | PCN-19/20 |  |  | N | N | Not Assigned | Accepted | 4/7/2016 11:08:04 AM
3335 | PCN-27/29/30/39 |  |  | N | N | Not Assigned | Accepted | 4/7/2016 11:08:04 AM
6921 | PCN-28/36 |  |  | N | N | Not Assigned | Accepted | 1/26/2018 5:36:19 PM
3334 | PCN-28/43 |  |  | N | N | Not Assigned | Accepted | 4/7/2016 11:08:04 AM
3333 | PCN-33/34/37 |  |  | N | N | Not Assigned | Accepted | 4/7/2016 11:08:04 AM
3332 | PCN-35/48 |  |  | N | N | Not Assigned | Accepted | 4/7/2016 11:08:04 AM
3331 | PCN-36/45 |  |  | N | N | Not Assigned | Accepted | 4/7/2016 11:08:04 AM
3330 | PCN-38/40 |  |  | N | N | Not Assigned | Accepted | 4/7/2016 11:08:04 AM
3329 | PCN-50/51 |  |  | N | N | Not Assigned | Accepted | 4/7/2016 11:08:04 AM
3328 | PCN-52/60 |  |  | N | N | Not Assigned | Accepted | 4/7/2016 11:08:04 AM
3327 | PCN-53/55 |  |  | N | N | Not Assigned | Accepted | 4/7/2016 11:08:04 AM
3326 | PCN-64/68 |  |  | N | N | Not Assigned | Accepted | 4/7/2016 11:08:04 AM
3325 | PCN-66/67 |  |  | N | N | Not Assigned | Accepted | 4/7/2016 11:08:04 AM
3324 | PCN-71/72 |  |  | N | N | Not Assigned | Accepted | 4/7/2016 11:08:04 AM
3323 | PCN-73/74 |  |  | N | N | Not Assigned | Accepted | 4/7/2016 11:08:04 AM
1624 | Pebulate | 1114-71-2 | 78329 | N | N | Organics, Pesticide | Accepted | 7/22/2014 12:00:00 AM
5047 | Penciclovir | 39809-25-1 |  | N | N | Not Assigned | Accepted | 2/2/2015 9:09:43 AM
1625 | Pendimethalin | 40487-42-1 | 281436 | Y | N | Organics, Pesticide | Accepted | 3/2/2007 8:41:40 AM
4554 | Penicillin G | 61-33-6 | 1735733 | N | N | Not Assigned | Accepted | 7/10/2013 11:19:06 AM
2515 | Penicillin G sodium | 69-57-8 | 17002155 | Y | N | Not Assigned | Accepted | 3/2/2007 8:41:40 AM
4567 | Penicillin V | 87-08-1 | 17002262 | N | N | Not Assigned | Accepted | 7/10/2013 11:19:06 AM
3208 | Pentabromodiphenyl ether | 32534-81-9 | 262394 | Y | N | Organics, PCBs | Accepted | 3/25/2010 9:08:31 AM
4745 | Pentabromoethylbenzene | 85-22-3 | 10272 | N | N | Not Assigned | Accepted | 3/24/2014 9:00:00 AM
3820 | Pentacene | 135-48-8 | 36335 | N | N | Organics, Pesticide | Accepted | 11/1/2012 11:11:11 AM
1629 | Pentachloro-1,3-butadiene | 55880-77-8 | 694067 | N | N | Not Assigned | Accepted | 3/2/2007 8:41:40 AM
1626 | Pentachloroanisole | 1825-21-4 | 687228 | Y | N | Not Assigned | Accepted | 3/2/2007 8:41:40 AM
1627 | Pentachlorobenzene | 608-93-5 | 59261 | N | N | Organics, Pesticide | Accepted | 7/22/2014 12:00:00 AM
1628 | Pentachlorobiphenyl | 25429-29-2 | 232678 | N | N | Not Assigned | Accepted | 7/22/2014 12:00:00 AM
3363 | Pentachlorodibenzo-p-dioxin | 36088-22-9 | 270520 | Y | N | Organics, Other | Accepted | 7/22/2014 12:00:00 AM
3362 | Pentachlorodibenzofuran | 30402-15-4 | 256289 | Y | N | Organics, Other | Accepted | 7/22/2014 12:00:00 AM
1630 | Pentachloroethane | 76-01-7 | 6056 | N | N | Organics, Other | Accepted | 7/22/2014 12:00:00 AM
1631 | Pentachloronaphthalene | 1321-64-8 | 83725 | N | N | Not Assigned | Accepted | 3/2/2007 8:41:41 AM
1632 | Pentachloronitrobenzene | 82-68-8 | 9373 | Y | N | Organics, Pesticide | Accepted | 3/2/2007 8:41:41 AM
1633 | Pentachlorophenol | 87-86-5 | 11437 | Y | N | Organics, Pesticide | Accepted | 3/2/2007 8:41:41 AM
2236 | Pentachlorophenol dehydroabietylamine salt | 35109-57-0 | 17127911 | Y | N | Organics, Pesticide | Accepted | 3/2/2007 8:41:41 AM
3827 | Pentachlorophenol-13C6 | 85380-74-1 | 1736810 | N | N | Stable Isotopes | Accepted | 7/22/2014 12:00:00 AM
1450 | Pentacosane | 629-99-2 | 65003 | Y | N | Not Assigned | Accepted | 3/2/2007 8:41:41 AM
1451 | Pentadecane | 629-62-9 | 64824 | Y | N | Not Assigned | Accepted | 3/2/2007 8:41:41 AM
6917 | Pentadecane, 2,6,10-trimethyl- | 3892-00-0 | 17148909 | N | N | Not Assigned | Accepted | 1/26/2018 5:36:19 PM
1452 | Pentadecanoic acid | 1002-84-2 | 76190 | Y | N | Not Assigned | Accepted | 3/2/2007 8:41:41 AM
1634 | Pentadecanoic acid, methyl ester | 7132-64-1 | 147215 | N | N | Not Assigned | Accepted | 3/2/2007 8:41:41 AM
134 | Pentadecylbenzene | 2131-18-2 | 97345 | Y | N | Not Assigned | Accepted | 3/2/2007 8:41:41 AM
1411 | Pentaerythritol tetranitrate | 78-11-5 | 6882 | N | N | Organics, Other | Accepted | 9/23/2016 9:21:01 AM
2516 | Pentafluorobenzene | 363-72-4 | 43927 | Y | N | Not Assigned | Accepted | 3/2/2007 8:41:41 AM
2517 | Pentafluorophenol | 771-61-9 | 70128 | Y | N | Organics, Pesticide | Accepted | 3/2/2007 8:41:41 AM
1635 | Pentanal | 110-62-3 | 26815 | Y | N | Not Assigned | Accepted | 3/2/2007 8:41:41 AM
1636 | Pentane | 109-66-0 | 26021 | N | N | Organics, Other | Accepted | 7/22/2014 12:00:00 AM
4905 | Pentanedioic acid | 110-94-1 | 27102 | N | N | Not Assigned | Accepted | 6/6/2014 12:00:00 AM
4022 | Pentanoic acid, ethyl ester | 539-82-2 | 51748 | N | N | Not Assigned | Accepted | 3/20/2013 8:42:18 AM
3897 | Pentazocine | 359-83-1 | 1736722 | N | N | Organics, Other | Accepted | 7/22/2014 12:00:00 AM
1637 | Pentene | 25377-72-4 | 232454 | N | N | Not Assigned | Accepted | 3/2/2007 8:41:41 AM
5048 | Pentoxifylline | 6493-05-6 |  | N | N | Not Assigned | Accepted | 2/2/2015 9:09:43 AM
7248 | Pentylcyclohexane | 4292-92-6 |  | N | N | Not Assigned | Accepted | 8/13/2018 9:10:31 AM
5062 | Percent abundance |  |  | N | N | Not Assigned | Accepted | 2/18/2015 10:52:05 AM
5563 | Percent Residue |  |  | N | N | Not Assigned | Accepted | 12/21/2015 3:01:39 PM
5005 | Percent Solids |  |  | N | N | Not Assigned | Accepted | 1/12/2015 3:17:49 PM
1638 | Perchlorate | 14797-73-0 | 962480 | Y | N | Inorganics, Minor, Non-metals | Accepted | 3/2/2007 8:41:42 AM
1639 | Perchloric acid | 7601-90-3 | 151761 | Y | N | Not Assigned | Accepted | 3/2/2007 8:41:42 AM
4615 | Perfluoro-1-hexane [18O2]sulfonate |  |  | N | N | Not Assigned | Accepted | 8/1/2013 11:19:06 AM
3283 | Perfluorobutanesulfonate | 45187-15-3 | 1736164 | N | N | Organics, Other | Accepted | 7/22/2014 12:00:00 AM
3110 | Perfluorobutanesulfonic acid | 375-73-5 | 44412 | N | N | Organics, Other | Accepted | 5/3/2013 1:46:28 PM
3292 | Perfluorobutanoate |  |  | N | N | Organics, Other | Accepted | 7/22/2014 12:00:00 AM
7496 | Perfluorodecanesulfonic Acid | 335-77-3 |  | N | N | Not Assigned | Accepted | 10/18/2018 6:46:02 PM
3286 | Perfluorodecanoate***retired***use Perfluorodecanoic acid | 335-76-2 | 42887 | N | N | Not Assigned | Deprecated | 4/1/2013 1:00:00 AM
3119 | Perfluorodecanoic acid | 335-76-2 | 42887 | N | N | Organics, Other | Accepted | 7/22/2014 12:00:00 AM
3284 | Perfluorododecanoate |  |  | N | N | Organics, Other | Accepted | 7/22/2014 12:00:00 AM
7497 | Perfluoroheptanesulfonic Acid | 375-92-8 |  | N | N | Not Assigned | Accepted | 10/18/2018 6:46:02 PM
3289 | Perfluoroheptanoate***retired***use Perfluoroheptanoic acid | 375-85-9 | 44446 | N | N | Not Assigned | Deprecated | 4/1/2013 1:00:00 AM
3115 | Perfluoroheptanoic acid | 375-85-9 | 44446 | N | N | Organics, Other | Accepted | 7/22/2014 12:00:00 AM
1640 | Perfluorohexane | 355-42-0 | 43679 | N | N | Organics, Other | Accepted | 3/2/2007 8:41:42 AM
3282 | Perfluorohexanesulfonate | 108427-53-8 |  | N | N | Organics, Other | Accepted | 7/22/2014 12:00:00 AM
3111 | Perfluorohexanesulfonic acid | 355-46-4 | 43695 | N | N | Organics, Other | Accepted | 5/3/2013 1:46:28 PM
3290 | Perfluorohexanoate***retired*** use Perfluorohexanoic acid | 307-24-4 | 41897 | N | N | Organics, Other | Deprecated | 1/30/2014 2:38:33 PM
4704 | Perfluorohexanoic acid | 307-24-4 | 41897 | N | N | Organics, Other | Accepted | 7/22/2014 12:00:00 AM
3117 | Perfluorolauric acid | 307-55-1 | 41947 | N | N | Organics, Other | Accepted | 7/22/2014 12:00:00 AM
3118 | Perfluoromyristic acid | 376-06-7 | 44487 | N | N | Organics, Other | Accepted | 10/21/2008 1:46:28 PM
3287 | Perfluorononanoate***retired***use Perfluorononanoic acid | 375-95-1 | 44479 | N | N | Organics, Other | Deprecated | 4/1/2013 1:00:00 AM
3116 | Perfluorononanoic acid | 375-95-1 | 44479 | N | N | Organics, Other | Accepted | 7/22/2014 12:00:00 AM
3108 | Perfluorooctane sulfonic acid | 1763-23-1 | 92205 | N | N | Organics, Other | Accepted | 10/21/2008 1:46:28 PM
3280 | Perfluorooctanesulfonamide | 754-91-6 | 5240163 | N | N | Organics, Other | Accepted | 7/22/2014 12:00:00 AM
3281 | Perfluorooctanesulfonate | 45298-90-6 | 17026840 | N | N | Organics, Other | Accepted | 7/22/2014 12:00:00 AM
3288 | Perfluorooctanoate***retired***use Perfluorooctanoic acid | 335-67-1 | 42861 | N | N | Not Assigned | Deprecated | 4/1/2013 1:00:00 AM
3109 | Perfluorooctanoic acid | 335-67-1 | 42861 | N | N | Organics, Other | Accepted | 7/22/2014 12:00:00 AM
3291 | Perfluoropentanoate***retired*** use Perfluorovaleric acid | 2706-90-3 | 106476 | N | N | Organics, Other | Deprecated | 1/30/2014 2:38:33 PM
3689 | Perfluorotridecanoic acid | 72629-94-8 |  | N | N | Organics, Other | Accepted | 7/22/2014 12:00:00 AM
3285 | Perfluoroundecanoate |  |  | N | N | Organics, Other | Accepted | 7/22/2014 12:00:00 AM
6523 | Perfluoroundecanoic acid | 2058-94-8 |  | N | N | Organics, Other | Accepted | 5/9/2017 9:15:50 AM
4706 | Perfluorovaleric acid | 2706-90-3 | 106476 | N | N | Organics, Other | Accepted | 7/22/2014 12:00:00 AM
1641 | Periphyton |  | 1852318 | N | N | Biological | Accepted | 7/22/2014 12:00:00 AM
3158 | Periphyton biovolume |  |  | N | N | Physical | Accepted | 12/7/2009 1:36:50 PM
1642 | Periphyton productivity |  | 1852318 | N | N | Microbiological | Accepted | 3/2/2007 8:41:42 AM
2518 | Periphyton, substrate rock/bank encrustation (choice list) |  | 1852318 | N | Y | Not Assigned | Accepted | 3/2/2007 8:41:42 AM
5718 | PeriSubCrs |  |  | N | N | Not Assigned | Accepted | 9/1/2016 3:31:25 PM
5719 | PeriSubLrg |  |  | N | N | Not Assigned | Accepted | 9/1/2016 3:31:25 PM
5717 | PeriSubSoft |  |  | N | N | Not Assigned | Accepted | 9/1/2016 3:31:25 PM
1643 | Permethrin | 52645-53-1 | 296012 | N | N | Organics, Pesticide | Accepted | 7/22/2014 12:00:00 AM
1644 | Perylene | 198-55-0 | 40642 | Y | N | Organics, Other | Accepted | 3/2/2007 8:41:42 AM
3657 | Perylene-d12 | 1520-96-3 | 17295759 | Y | N | Organics, Other | Accepted | 7/26/2011 3:45:51 PM
1645 | Pesticide mix, unspecified |  | 966580 | Y | N | Organics, Pesticide | Accepted | 3/2/2007 8:41:42 AM
6964 | Petroleum hydrocarbons (C9-C44) |  |  | N | N | Not Assigned | Accepted | 1/31/2018 2:46:25 PM
5414 | Petroleum hydrocarbons, total extractable |  |  | N | N | Not Assigned | Accepted | 12/8/2015 2:15:46 PM
1656 | Petroleum phenols | 64743-03-9 | 342261 | Y | N | Not Assigned | Accepted | 3/2/2007 8:41:42 AM
1347 | Petroleum spirits | 64475-85-0 | 695015 | Y | N | Not Assigned | Accepted | 3/2/2007 8:41:42 AM
2520 | Pfiesteria |  | 1852409 | N | N | Microbiological | Accepted | 3/2/2007 8:41:42 AM
2521 | Pfiesteria piscicida |  | 1852417 | N | N | Microbiological | Accepted | 3/2/2007 8:41:43 AM
1648 | pH |  | 1644285 | N | N | Physical | Accepted | 3/2/2007 8:41:43 AM
3531 | pH Saturated Paste |  |  | N | N | Physical | Accepted | 3/25/2011 3:02:52 PM
3473 | pH, lab |  | 1644285 | N | N | Physical | Accepted | 3/8/2016 2:55:36 PM
4012 | Phaeophyton - Periphyton (attached) |  |  | N | N | Biological | Accepted | 3/11/2013 8:42:18 AM
4011 | Phaeophyton - Phytoplankton (suspended) |  |  | N | N | Biological | Accepted | 3/11/2013 8:42:18 AM
1649 | Phenacetin | 62-44-2 | 3590 | N | N | Organics, Other | Accepted | 7/22/2014 12:00:00 AM
1650 | Phenanthrene | 85-01-8 | 10199 | Y | N | Organics, Other | Accepted | 3/2/2007 8:41:43 AM
1651 | Phenanthrene + anthracene(C1-C4) mix, unspecified |  | 52451127 | Y | N | Organics, Other | Accepted | 3/2/2007 8:41:43 AM
3941 | Phenanthrene-d10 | 1517-22-2 | 17003617 | N | N | Organics, Other | Accepted | 7/22/2014 12:00:00 AM
1652 | Phenanthridine | 229-87-8 | 961045 | N | N | Organics, Pesticide | Accepted | 3/2/2007 8:41:43 AM
5049 | Phenazopyridine | 94-78-0 | 17002346 | N | N | Not Assigned | Accepted | 2/2/2015 9:09:44 AM
3967 | Phencyclidine hydrochloride***retired***use Piperidine, 1-(1-phenylcyclohexyl)-, hydrochloride | 956-90-1 | 17153917 | N | N | Not Assigned | Deprecated | 4/1/2013 1:00:00 AM
3898 | Phendimetrazine | 634-03-7 | 1736926 | N | N | Organics, Other | Accepted | 7/22/2014 12:00:00 AM
1653 | Phenkapton | 2275-14-1 | 961607 | N | N | Not Assigned | Accepted | 3/2/2007 8:41:43 AM
3944 | Phenobarbital | 50-06-6 | 684704 | N | N | Organics, Other | Accepted | 7/22/2014 12:00:00 AM
3856 | Phenobarbital-D5 | 72793-46-5 | 1736856 | N | N | Organics, Other | Accepted | 7/22/2014 12:00:00 AM
1654 | Phenol | 108-95-2 | 25510 | Y | N | Organics, Other | Accepted | 3/2/2007 8:41:43 AM
2238 | Phenol dehydroabietylamine salt | 53404-25-4 | 17128679 | Y | N | Not Assigned | Accepted | 3/2/2007 8:41:43 AM
4996 | Phenol, 2,4-bis(1,1-dimethylethyl)-6-methyl- | 616-55-7 | 61093 | N | N | Not Assigned | Accepted | 11/21/2014 7:37:20 AM
6978 | Phenol, 2,4-bis(1,1-dimethylpropyl)- | 120-95-6 | 31518 | N | N | Not Assigned | Accepted | 2/1/2018 11:51:49 AM
2030 | Phenol, 2,6-dibromo- | 608-33-3 | 59170 | Y | N | Not Assigned | Accepted | 3/2/2007 8:41:43 AM
4530 | Phenol, 2-(1,1-dimethylethyl)-4-methoxy- | 121-00-6 | 31526 | N | N | Organics, Other | Accepted | 7/10/2013 11:19:06 AM
1655 | Phenol, 2-(methylthio)- | 1073-29-6 | 77628 | Y | N | Not Assigned | Accepted | 3/2/2007 8:41:43 AM
3043 | Phenol, 2-Chloro-5-Methyl- | 615-74-7 | 60855 | N | N | Not Assigned | Accepted | 7/3/2008 12:21:28 PM
3204 | Phenol, 4,5-dichloro-2-methoxy- | 2460-49-3 | 687673 | Y | N | Not Assigned | Accepted | 5/20/2010 12:30:00 PM
3196 | Phenol, 4-chloro-2-methoxy- | 16766-30-6 | 17121245 | Y | N | Not Assigned | Accepted | 5/20/2010 12:30:00 PM
3659 | Phenol-d5 | 4165-62-2 | 17004110 | N | N | Organics, Other | Accepted | 7/22/2014 12:00:00 AM
3044 | Phenol-D6 | 13127-88-3 | 17004698 | N | N | Organics, Other | Accepted | 7/22/2014 12:00:00 AM
3000 | Phenols |  | 749630 | N | N | Organics, Other | Accepted | 7/22/2014 12:00:00 AM
3676 | Phenothrin | 26002-80-2 | 236513 | N | N | Not Assigned | Accepted | 7/22/2014 12:00:00 AM
1658 | Phenyl ether | 101-84-8 | 20404 | N | N | Not Assigned | Accepted | 7/22/2014 12:00:00 AM
1659 | Phenyl isocyanate | 103-71-9 | 21600 | N | N | Not Assigned | Accepted | 3/2/2007 8:41:43 AM
631 | Phenylacetaldehyde | 122-78-1 | 32524 | N | N | Not Assigned | Accepted | 3/2/2007 8:41:43 AM
1657 | Phenylacetic acid | 103-82-2 | 21709 | Y | N | Not Assigned | Accepted | 3/2/2007 8:41:43 AM
5231 | Phenylnaphthalene | 35465-71-5 |  | N | N | Not Assigned | Accepted | 4/23/2015 1:08:16 PM
3568 | Phenylpropanolamine | 14838-15-4 | 197376 | N | N | Not Assigned | Accepted | 7/22/2014 12:00:00 AM
3950 | Phenylpropanolamine hydrochloride | 154-41-6 | 40329 | N | N | Not Assigned | Accepted | 12/5/2012 11:11:26 AM
2523 | Phenytoin | 57-41-0 | 2535 | Y | N | Organics, Other | Accepted | 3/2/2007 8:41:43 AM
1661 | Pheophytin a | 603-17-8 | 58529 | Y | N | Biological | Accepted | 3/2/2007 8:41:44 AM
1662 | Pheophytin ratio |  | 967273 | Y | N | Stable Isotopes | Accepted | 3/2/2007 8:41:44 AM
1663 | Pheophytin/Chlorophyll ratio |  | 967281 | N | N | Stable Isotopes | Accepted | 3/2/2007 8:41:44 AM
5619 | PHI Size |  |  | N | N | Not Assigned | Accepted | 1/14/2016 12:00:00 AM
1664 | Phorate | 298-02-2 | 41202 | Y | N | Organics, Pesticide | Accepted | 3/2/2007 8:41:44 AM
3791 | Phorate O.A. | 2600-69-3 | 1735479 | N | N | Organics, Pesticide | Accepted | 7/22/2014 12:00:00 AM
1665 | Phorate sulfone | 2588-04-7 | 687806 | Y | N | Organics, Pesticide | Accepted | 3/2/2007 8:41:44 AM
4603 | Phorate sulfoxide | 2588-03-6 | 687798 | N | N | Organics, Pesticide | Accepted | 8/1/2013 11:19:06 AM
7287 | Phorate-d10 | 1219805-45-4 |  | N | N | Not Assigned | Accepted | 9/10/2018 8:44:33 AM
1666 | Phosalone | 2310-17-0 | 100057 | N | N | Organics, Pesticide | Accepted | 7/22/2014 12:00:00 AM
1204 | Phosgene | 75-44-5 | 5587 | N | N | Not Assigned | Accepted | 9/23/2016 9:21:01 AM
1667 | Phosmet | 732-11-6 | 68957 | N | N | Organics, Pesticide | Accepted | 7/22/2014 12:00:00 AM
3001 | Phosmetoxon | 3735-33-9 | 17124314 | N | N | Organics, Pesticide | Accepted | 7/22/2014 12:00:00 AM
1668 | Phosphamidon | 13171-21-6 | 184523 | N | N | Organics, Pesticide | Accepted | 7/22/2014 12:00:00 AM
7563 | Phosphamidon-E | 297-99-4 |  | N | N | Not Assigned | Accepted | 11/20/2018 12:02:41 PM
3154 | phosphatase (corrected for carbon content) |  |  | N | N | Physical | Accepted | 11/24/2009 6:40:38 PM
2962 | Phosphate-phosphorus |  | 17294695 | Y | N | Nutrient | Accepted | 7/22/2014 12:00:00 AM
1670 | Phosphated pesticides |  | 966333 | Y | N | Organics, Pesticide | Accepted | 3/2/2007 8:41:44 AM
5141 | Phosphine | 7803-51-2 | 156588 | N | N | Not Assigned | Accepted | 4/1/2015 3:21:13 PM
1679 | Phosphoric acid | 7664-38-2 | 152363 | N | N | Not Assigned | Accepted | 9/23/2016 9:21:00 AM
1671 | Phosphoric acid, diethyl ester | 598-02-7 | 57935 | N | N | Not Assigned | Accepted | 3/2/2007 8:41:44 AM
3726 | Phosphorothioic acid, O-ethyl O-methyl S-propyl ester |  |  | Y | N | Not Assigned | Accepted | 9/10/2014 12:00:00 AM
1673 | Phosphorus | 7723-14-0 | 153049 | Y | N | Nutrient | Accepted | 7/22/2014 12:00:00 AM
4694 | Phosphorus, hydrolyzable |  |  | Y | N | Nutrient | Accepted | 10/29/2013 8:42:18 AM
4695 | Phosphorus, hydrolyzable plus orthophosphate |  |  | Y | N | Nutrient | Accepted | 10/29/2013 8:42:18 AM
2973 | Phosphorus, Particulate Organic |  |  | Y | N | Nutrient | Accepted | 11/20/2007 1:25:45 PM
1683 | Phosphorus-32 | 14596-37-3 | 196287 | N | N | Radiochemical | Accepted | 3/2/2007 8:41:45 AM
4893 | Phostebupirim | 96182-53-5 | 606400 | N | N | Organics, Pesticide | Accepted | 5/13/2014 9:00:00 AM
1684 | Photomirex | 39801-14-4 | 693051 | N | N | Not Assigned | Accepted | 7/22/2014 12:00:00 AM
1685 | Phthalic acid | 88-99-3 | 12138 | N | N | Not Assigned | Accepted | 7/22/2014 12:00:00 AM
1686 | Phthalic anhydride | 85-44-9 | 10355 | N | N | Not Assigned | Accepted | 3/2/2007 8:41:45 AM
1687 | Phthalide | 87-41-2 | 11213 | Y | N | Organics, Pesticide | Accepted | 3/2/2007 8:41:45 AM
4711 | Phycocyanin | 11016-15-2 |  | N | N | Not Assigned | Accepted | 3/6/2014 12:00:00 AM
1689 | Phytane | 638-36-8 | 961227 | Y | N | Organics, Other | Accepted | 3/2/2007 8:41:45 AM
2536 | Phytoactin | 11005-09-7 | 17125774 | Y | N | Not Assigned | Accepted | 3/2/2007 8:41:45 AM
5173 | Phytol | 150-86-7 | 40139 | N | N | Not Assigned | Accepted | 4/14/2015 3:35:04 PM
1690 | Phytoplankton |  | 764332 | N | N | Physical | Accepted | 3/2/2007 8:41:45 AM
2527 | Phytoplankton biovolume |  | 764332 | N | N | Physical | Accepted | 3/2/2007 8:41:46 AM
3317 | Phytoplankton collected (Y/N) (choice list) |  |  | N | Y | Not Assigned | Accepted | 4/11/2017 1:04:49 AM
4517 | Phytoplankton Density |  |  | N | N | Physical | Accepted | 7/10/2013 11:19:06 AM
1691 | Phytoplankton productivity |  | 764332 | N | N | Microbiological | Accepted | 3/2/2007 8:41:46 AM
4518 | Phytoplankton Relative Density |  |  | N | N | Physical | Accepted | 7/10/2013 11:19:06 AM
2528 | Phytoplankton, settling volume |  | 52457223 | N | N | Physical | Accepted | 3/2/2007 8:41:46 AM
2530 | Picloram | 1918-02-1 | 94227 | Y | N | Organics, Pesticide | Accepted | 3/2/2007 8:41:46 AM
2532 | Picloram triethylamine salt | 35832-11-2 | 17127994 | Y | N | Organics, Pesticide | Accepted | 3/2/2007 8:41:46 AM
2533 | Picloram triisopropanolamine salt | 6753-47-5 | 145078 | Y | N | Organics, Pesticide | Accepted | 3/2/2007 8:41:46 AM
2529 | Picloram-isooctyl | 26952-20-5 | 243071 | Y | N | Organics, Pesticide | Accepted | 3/2/2007 8:41:46 AM
2531 | Picloram-potassium | 2545-60-0 | 104158 | Y | N | Organics, Pesticide | Accepted | 3/2/2007 8:41:46 AM
4947 | Picoxystrobin | 117428-22-5 |  | N | N | Not Assigned | Accepted | 9/3/2014 12:00:00 AM
1693 | Picric acid | 88-89-1 | 12070 | N | N | Organics, Other | Accepted | 7/22/2014 12:00:00 AM
2534 | Picrotoxin | 124-87-8 | 33688 | Y | N | Not Assigned | Accepted | 3/2/2007 8:41:46 AM
5294 | Pimaric acid | 127-27-5 |  | N | N | Not Assigned | Accepted | 4/30/2015 9:53:56 AM
7498 | Pimozide | 2062-78-4 |  | N | N | Not Assigned | Accepted | 10/18/2018 6:46:02 PM
1694 | Pinacolone | 75-97-8 | 6023 | N | N | Not Assigned | Accepted | 3/2/2007 8:41:46 AM
3899 | Pindolol | 13523-86-9 | 1736928 | N | N | Organics, Other | Accepted | 7/22/2014 12:00:00 AM
4205 | Pioglitazone | 111025-46-8 |  | N | N | Organics, Other | Accepted | 5/30/2013 8:42:18 AM
7613 | Piperidine, 1-(1-phenylcyclohexyl)- | 77-10-1 | 1790703 | N | N | Organics, Other | Accepted | 12/18/2018 12:07:16 PM
3942 | Piperidine, 1-(1-phenylcyclohexyl)-, hydrochloride | 956-90-1 | 17153917 | N | N | Organics, Other | Accepted | 12/5/2012 9:33:04 AM
2055 | Piperonyl butoxide | 51-03-6 | 1263 | Y | N | Organics, Pesticide | Accepted | 3/2/2007 8:41:46 AM
5165 | Piperonyl Sulfoxide | 120-62-7 | 31328 | N | N | Not Assigned | Accepted | 4/14/2015 3:35:04 PM
4848 | Pirimiphos-methyl | 29232-93-7 | 252296 | N | N | Organics, Pesticide | Accepted | 3/31/2014 9:00:00 AM
1695 | Plankton |  | 764324 | N | N | Microbiological | Accepted | 3/2/2007 8:41:46 AM
5342 | Plant height (Above water) |  |  | N | N | Physical | Accepted | 7/24/2015 12:15:50 PM
5343 | Plant height (Total) |  |  | N | N | Physical | Accepted | 7/24/2015 12:15:51 PM
5298 | Plastic limit |  |  | N | N | Physical | Accepted | 4/30/2015 9:53:58 AM
5299 | Plasticity index |  |  | N | N | Physical | Accepted | 4/30/2015 9:53:59 AM
1696 | Platinum | 7440-06-4 | 149716 | N | N | Inorganics, Minor, Metals | Accepted | 7/22/2014 12:00:00 AM
3218 | Plutonium | 7440-07-5 | 149724 | Y | N | Inorganics, Major, Metals | Accepted | 3/25/2010 9:08:32 AM
1697 | Plutonium-238 | 13981-16-3 | 192807 | N | N | Radiochemical | Accepted | 7/22/2014 12:00:00 AM
1698 | Plutonium-239 | 15117-48-3 | 198580 | N | N | Radiochemical | Accepted | 3/2/2007 8:41:46 AM
1699 | Plutonium-239 and/or plutonium-240 |  | 52450475 | Y | N | Radiochemical | Accepted | 1/30/2014 8:41:47 AM
2291 | Plutonium-240 | 14119-33-6 | 650580 | N | N | Not Assigned | Accepted | 9/23/2016 8:01:29 AM
4977 | Point Source Pollution - Outfall Pipe Discharging (Y/N) (choice list) |  |  | N | Y | Not Assigned | Accepted | 4/11/2017 12:00:00 AM
4976 | Point Source Pollution - Outfall Pipe Present (Y/N) (choice list) |  |  | N | Y | Not Assigned | Accepted | 4/11/2017 12:00:00 AM
1705 | Polonium-210 | 13981-52-7 | 192815 | N | N | Radiochemical | Accepted | 7/22/2014 12:00:00 AM
2963 | Polybrominated biphenyls | 59536-65-1 | 761288 | Y | N | Not Assigned | Accepted | 3/2/2007 8:41:47 AM
4464 | Polybrominated diphenyl ethers | 60371-14-4 |  | N | N | Not Assigned | Accepted | 5/30/2013 8:42:18 AM
1706 | Polychlorinated biphenyls | 1336-36-3 | 85878 | Y | N | Organics, PCBs | Accepted | 5/5/2012 3:10:01 PM
3663 | Polychlorinated terphenyls | 61788-33-8 | 320408 | N | N | Organics, PCBs | Accepted | 7/22/2014 12:00:00 AM
1707 | Polycyclic aromatic hydrocarbons | 130498-29-2 | 627059 | Y | N | Not Assigned | Accepted | 3/2/2007 8:41:47 AM
3370 | Polycyclic aromatic hydrocarbons as benzo[a]pyrene TEQ |  | 1730087 | N | N | Not Assigned | Accepted | 7/22/2014 12:00:00 AM
3375 | Polycyclic aromatic hydrocarbons, high molecular weight |  | 17075060 | N | N | Not Assigned | Accepted | 7/22/2014 12:00:00 AM
3376 | Polycyclic aromatic hydrocarbons, low molecular weight |  | 17075078 | N | N | Not Assigned | Accepted | 7/22/2014 12:00:00 AM
5611 | Polycyclic organic matter, other than PAHs |  |  | N | N | Not Assigned | Accepted | 1/12/2016 11:03:24 AM
2538 | Polyethylene | 9002-88-4 | 161182 | Y | N | Not Assigned | Accepted | 3/2/2007 8:41:47 AM
2437 | Polyethylene glycol mono-tert-butylphenyl ether | 26468-79-1 | 17127408 | Y | N | Organics, Pesticide | Accepted | 3/2/2007 8:41:47 AM
2540 | Polymyxin | 1406-11-7 | 17123274 | Y | N | Not Assigned | Accepted | 3/2/2007 8:41:47 AM
2961 | Polyphosphate |  | 17148479 | Y | N | Nutrient | Accepted | 7/22/2014 12:00:00 AM
1708 | Polypropylene | 9003-07-0 | 161315 | Y | N | Not Assigned | Accepted | 3/2/2007 8:41:47 AM
4476 | Polystyrene | 9003-53-6 | 161596 | N | N | Not Assigned | Accepted | 3/20/2015 9:16:09 AM
3101 | Pool Count |  |  | N | N | Physical | Accepted | 9/10/2011 5:23:35 PM
5110 | Pool Depth |  |  | N | N | Physical | Accepted | 3/27/2015 8:35:38 AM
3410 | Pool Length |  |  | N | N | Physical | Accepted | 6/29/2010 8:41:23 AM
3407 | Pool Substrate |  |  | N | N | Information | Accepted | 6/29/2010 8:41:23 AM
5653 | Pool Variability |  |  | N | N | Not Assigned | Accepted | 8/25/2016 1:07:51 PM
2542 | Population diversity, fish, # of species |  | 52457173 | N | N | Physical | Accepted | 3/2/2007 8:41:48 AM
2543 | Population diversity, macroinvertebrates, # of species |  | 52457181 | N | N | Physical | Accepted | 3/2/2007 8:41:48 AM
2544 | Population diversity, phytoplankton, # of species |  | 52457207 | N | N | Physical | Accepted | 3/2/2007 8:41:48 AM
2545 | Population diversity, zooplankton, # of species |  | 52457199 | N | N | Physical | Accepted | 3/2/2007 8:41:48 AM
2525 | Population Estimate |  |  | N | N | Not Assigned | Accepted | 8/8/2016 10:38:10 AM
1709 | Potassium | 7440-09-7 | 149740 | N | N | Inorganics, Major, Metals | Accepted | 7/22/2014 12:00:00 AM
2546 | Potassium bisulfate | 7646-93-7 | 152223 | Y | N | Not Assigned | Accepted | 3/2/2007 8:41:48 AM
2547 | Potassium bitartrate | 868-14-4 | 72447 | Y | N | Not Assigned | Accepted | 3/2/2007 8:41:48 AM
2548 | Potassium glycolate | 1932-50-9 | 94508 | Y | N | Organics, Pesticide | Accepted | 3/2/2007 8:41:48 AM
7111 | Potassium ion | 24203-36-9 | 524670171 | N | N | Not Assigned | Accepted | 6/7/2018 8:49:38 AM
1710 | Potassium permanganate | 7722-64-7 | 152975 | Y | N | Not Assigned | Accepted | 3/2/2007 8:41:48 AM
2549 | Potassium sulfate | 7778-80-5 | 153999 | Y | N | Not Assigned | Accepted | 3/2/2007 8:41:48 AM
1711 | Potassium-40 | 13966-00-2 | 192690 | N | N | Radiochemical | Accepted | 7/22/2014 12:00:00 AM
2550 | Power plant load |  | 1644426 | N | N | Physical | Accepted | 3/2/2007 8:41:48 AM
2551 | Power plant production |  | 1644442 | N | N | Physical | Accepted | 3/2/2007 8:41:48 AM
4224 | Power, stream |  |  | N | N | Physical | Accepted | 5/30/2013 8:42:18 AM
4746 | Prallethrin | 23031-36-9 | 962712 | N | N | Not Assigned | Accepted | 3/24/2014 9:00:00 AM
1713 | Praseodymium | 7440-10-0 | 149757 | N | N | Inorganics, Minor, Metals | Accepted | 7/22/2014 12:00:00 AM
4931 | Pravastatin | 81093-37-0 | 1826975 | N | N | Organics, Other | Accepted | 6/19/2014 12:00:00 AM
3900 | Prazepam | 2955-38-6 | 1736930 | N | N | Organics, Other | Accepted | 7/22/2014 12:00:00 AM
2552 | Precipitation |  | 1644459 | N | N | Physical | Accepted | 3/2/2007 8:41:48 AM
5628 | Precipitation (CA SWAMP) (choice list) |  |  | N | Y | Not Assigned | Accepted | 3/16/2016 1:11:30 PM
7185 | Precipitation 120hr prior to monitoring event amount |  |  | N | N | Not Assigned | Accepted | 7/31/2018 3:16:26 PM
2553 | Precipitation 24hr prior to monitoring event (choice list) |  | 17164658 | N | Y | Physical | Accepted | 3/2/2007 8:41:49 AM
2554 | Precipitation 24hr prior to monitoring event amount |  | 1644459 | N | N | Physical | Accepted | 3/2/2007 8:41:49 AM
2524 | Precipitation 36hr prior to monitoring event amount |  | 1644459 | N | N | Not Assigned | Accepted | 8/9/2016 8:44:24 AM
2555 | Precipitation 48hr prior to monitoring event (choice list) |  | 17164658 | N | Y | Physical | Accepted | 3/2/2007 8:41:49 AM
2556 | Precipitation 48hr prior to monitoring event amount |  | 1644459 | N | N | Physical | Accepted | 3/2/2007 8:41:49 AM
7183 | Precipitation 72hr prior to monitoring event amount |  |  | N | N | Not Assigned | Accepted | 7/31/2018 3:15:52 PM
7184 | Precipitation 96hr prior to monitoring event amount |  |  | N | N | Not Assigned | Accepted | 7/31/2018 3:16:13 PM
2557 | Precipitation during activity (choice list) |  | 52457264 | N | Y | Physical | Accepted | 3/2/2007 8:41:49 AM
2558 | Precipitation event duration |  | 1644467 | N | N | Physical | Accepted | 3/2/2007 8:41:49 AM
5629 | Precipitation Last 24hrs (CA SWAMP) (choice list) |  |  | N | Y | Not Assigned | Accepted | 3/16/2016 1:11:30 PM
2559 | Precipitation, time since event |  | 1644491 | N | N | Physical | Accepted | 3/2/2007 8:41:49 AM
3569 | Prednisolone | 50-24-8 | 1081 | N | N | Organics, Other | Accepted | 7/22/2014 12:00:00 AM
2560 | Prednisone | 53-03-2 | 1636 | Y | N | Organics, Other | Accepted | 3/2/2007 8:41:49 AM
4206 | Pregabalin | 148553-50-8 |  | N | N | Organics, Other | Accepted | 5/30/2013 8:42:18 AM
2397 | Pregna-1,4-diene-3,20-dione, 11,17,21-trihydroxy-6-methyl-, (6.alpha.,11.beta.)- | 83-43-2 | 9621 | Y | N | Not Assigned | Accepted | 3/2/2007 8:41:49 AM
4514 | Pressure |  |  | N | N | Physical | Accepted | 6/17/2013 2:19:06 PM
2562 | Primary productivity |  | 1644541 | N | N | Physical | Accepted | 3/2/2007 8:41:49 AM
3402 | Primary/ Secondary surrounding landuse (choice list) |  |  | N | Y | Information | Accepted | 8/24/2010 6:19:26 PM
4168 | Primidone | 125-33-7 | 17002445 | N | N | Organics, Other | Accepted | 5/30/2013 8:42:18 AM
6996 | Primisulfuron-methyl | 86209-51-0 | 599522 | N | N | Organics, Pesticide | Accepted | 5/22/2018 11:43:07 AM
1714 | Pristane | 1921-70-6 | 94300 | Y | N | Organics, Other | Accepted | 3/2/2007 8:41:49 AM
4656 | Pristane/Phytane Ratio |  |  | N | N | Stable Isotopes | Accepted | 8/26/2013 8:42:18 AM
5757 | Pristine (choice list) |  |  | N | Y | Not Assigned | Accepted | 4/11/2017 12:00:00 AM
7499 | Prochloraz | 67747-09-5 |  | N | N | Not Assigned | Accepted | 10/18/2018 6:46:02 PM
5328 | Prodiamine | 29091-21-2 | 251843 | N | N | Not Assigned | Accepted | 5/28/2015 10:23:21 AM
4644 | Productivity, Bacterial Carbon Production |  |  | N | N | Physical | Accepted | 8/26/2013 8:42:18 AM
2561 | Productivity, photosynthetic rate, carbon production |  | 52457157 | N | N | Physical | Accepted | 3/2/2007 8:41:49 AM
2563 | Profenofos | 41198-08-7 | 282798 | Y | N | Organics, Pesticide | Accepted | 3/2/2007 8:41:49 AM
1715 | Profluralin | 26399-36-0 | 962829 | N | N | Organics, Pesticide | Accepted | 7/22/2014 12:00:00 AM
2564 | Progesterone | 57-83-0 | 2691 | Y | N | Organics, Other | Accepted | 3/2/2007 8:41:49 AM
4046 | Progesterone-13C3 | 327048-87-3 |  | N | N | Not Assigned | Accepted | 3/29/2013 8:42:18 AM
4045 | Progesterone-d9 | 15775-74-3 |  | N | N | Not Assigned | Accepted | 3/29/2013 8:42:18 AM
7286 | Promecard | 2631-37-0 |  | N | N | Not Assigned | Accepted | 9/10/2018 8:44:33 AM
3570 | Promethazine | 60-87-7 | 17002106 | N | N | Organics, Other | Accepted | 7/22/2014 12:00:00 AM
4774 | Promethazine-d4 | 1173018-74-0 |  | N | N | Not Assigned | Accepted | 3/24/2014 9:00:00 AM
4652 | Promethium-147 | 14380-75-7 | 776617 | N | N | Radiochemical | Accepted | 7/22/2014 12:00:00 AM
1716 | Prometon | 1610-18-0 | 89474 | N | N | Organics, Pesticide | Accepted | 7/22/2014 12:00:00 AM
1717 | Prometryn | 7287-19-6 | 148098 | N | N | Organics, Pesticide | Accepted | 7/22/2014 12:00:00 AM
1718 | Pronamide | 23950-58-5 | 225102 | N | N | Organics, Pesticide | Accepted | 7/22/2014 12:00:00 AM
1719 | Propachlor | 1918-16-7 | 94235 | N | N | Organics, Pesticide | Accepted | 7/22/2014 12:00:00 AM
3645 | Propachlor ESA | 123732-85-4 | 1736594 | N | N | Organics, Pesticide | Accepted | 7/22/2014 12:00:00 AM
3646 | Propachlor OA | 70628-36-3 | 1736798 | N | N | Organics, Pesticide | Accepted | 7/22/2014 12:00:00 AM
1720 | Propane | 74-98-6 | 5207 | N | N | Organics, Other | Accepted | 7/22/2014 12:00:00 AM
6865 | Propane, 1,1,2,2-tetrafluoro- | 40723-63-5 | 712133 | N | N | Not Assigned | Accepted | 1/11/2018 10:06:52 AM
6862 | Propane, 2,2-difluoro- | 420-45-1 | 1790635 | N | N | Not Assigned | Accepted | 1/11/2018 10:06:52 AM
5158 | Propane-1-thiol | 107-03-9 | 24083 | N | N | Not Assigned | Accepted | 4/14/2015 3:35:03 PM
1721 | Propanenitrile | 107-12-0 | 24174 | Y | N | Organics, Other | Accepted | 3/2/2007 8:41:50 AM
1722 | Propanil | 709-98-8 | 68619 | N | N | Organics, Pesticide | Accepted | 7/22/2014 12:00:00 AM
3045 | Propanoic Acid, 2-Oxo- | 127-17-3 | 34140 | N | N | Organics, Other | Accepted | 7/3/2008 12:21:28 PM
1723 | Propargite | 2312-35-8 | 100073 | N | N | Organics, Pesticide | Accepted | 7/22/2014 12:00:00 AM
1724 | Propargyl alcohol | 107-19-7 | 24232 | N | N | Not Assigned | Accepted | 3/2/2007 8:41:50 AM
1725 | Propazine | 139-40-2 | 37416 | N | N | Organics, Pesticide | Accepted | 7/22/2014 12:00:00 AM
1674 | Propenylbenzene | 637-50-3 | 65813 | N | N | Not Assigned | Accepted | 9/23/2016 9:21:01 AM
2565 | Propetamphos | 31218-83-4 | 258731 | Y | N | Organics, Pesticide | Accepted | 3/2/2007 8:41:50 AM
1726 | Propham | 122-42-9 | 32276 | N | N | Organics, Pesticide | Accepted | 7/22/2014 12:00:00 AM
2566 | Propiconazole | 60207-90-1 | 316398 | Y | N | Organics, Pesticide | Accepted | 3/2/2007 8:41:50 AM
5219 | Propiconazole isomer a | 60207-90-1 |  | N | N | Not Assigned | Accepted | 4/23/2015 1:08:07 PM
5220 | Propiconazole isomer b | 60207-90-1 |  | N | N | Not Assigned | Accepted | 4/23/2015 1:08:08 PM
1727 | Propionaldehyde | 123-38-6 | 32953 | N | N | Not Assigned | Accepted | 3/2/2007 8:41:50 AM
1728 | Propionic acid | 79-09-4 | 7609 | Y | N | Organics, Pesticide | Accepted | 3/2/2007 8:41:50 AM
1729 | Propoxur | 114-26-1 | 28928 | N | N | Organics, Pesticide | Accepted | 7/22/2014 12:00:00 AM
5072 | Propoxycarbazone | 145026-81-9 |  | N | N | Not Assigned | Accepted | 3/9/2015 12:58:05 PM
5102 | Propoxycarbazone-sodium | 181274-15-7 | 17131871 | N | N | Not Assigned | Accepted | 3/17/2015 2:09:27 PM
2230 | Propoxyphene | 469-62-5 | 17164088 | Y | N | Organics, Other | Accepted | 3/2/2007 8:41:50 AM
4775 | Propoxyphene-d5 | 136765-49-6 |  | N | N | Not Assigned | Accepted | 3/24/2014 9:00:00 AM
3968 | Propranol | 525-66-6 | 1735725 | N | N | Organics, Other | Accepted | 7/22/2014 12:00:00 AM
4776 | Propranolol-d7 | 344298-99-3 |  | N | N | Not Assigned | Accepted | 3/24/2014 9:00:00 AM
1730 | Propyl acetate | 109-60-4 | 25973 | Y | N | Not Assigned | Accepted | 3/2/2007 8:41:50 AM
980 | Propyl ether | 111-43-3 | 27524 | Y | N | Not Assigned | Accepted | 3/2/2007 8:41:51 AM
1731 | Propylamine | 107-10-8 | 24158 | Y | N | Not Assigned | Accepted | 3/2/2007 8:41:51 AM
3046 | Propylene | 115-07-1 | 29009 | N | N | Organics, Pesticide | Accepted | 7/22/2014 12:00:00 AM
1732 | Propylene glycol | 57-55-6 | 2584 | Y | N | Organics, Other | Accepted | 3/2/2007 8:41:51 AM
1733 | Propylene glycol allyl ether | 1331-17-5 | 85134 | Y | N | Not Assigned | Accepted | 3/2/2007 8:41:51 AM
1734 | Propylene oxide | 75-56-9 | 5660 | N | N | Organics, Pesticide | Accepted | 3/2/2007 8:41:51 AM
4525 | Propylparaben | 94-13-3 | 15297 | N | N | Not Assigned | Accepted | 7/10/2013 11:19:06 AM
2567 | Propylthiouracil | 51-52-5 | 1388 | Y | N | Organics, Pesticide | Accepted | 3/2/2007 8:41:51 AM
6867 | Propyne | 74-99-7 | 5215 | N | N | Not Assigned | Accepted | 1/11/2018 10:06:52 AM
5138 | Propyzamide | 23950-58-5 | 225102 | N | N | Not Assigned | Accepted | 4/1/2015 3:21:13 PM
4604 | Prosulfuron | 94125-34-5 | 604413 | N | N | Organics, Pesticide | Accepted | 7/22/2014 12:00:00 AM
1735 | Protactinium-231 | 14331-85-2 | 962415 | N | N | Radiochemical | Accepted | 7/22/2014 12:00:00 AM
1736 | Protactinium-233 | 13981-14-1 | 776203 | N | N | Radiochemical | Accepted | 7/22/2014 12:00:00 AM
1737 | Protactinium-234 | 15100-28-4 | 962514 | N | N | Radiochemical | Accepted | 7/22/2014 12:00:00 AM
5012 | Protactinium-234m | 378783-76-7 | 52463387 | N | N | Radiochemical | Accepted | 1/23/2015 8:53:11 AM
1738 | Prothiofos | 34643-46-4 | 267278 | Y | N | Organics, Pesticide | Accepted | 3/2/2007 8:41:51 AM
2568 | Protriptyline | 438-60-8 | 17164096 | Y | N | Not Assigned | Accepted | 3/2/2007 8:41:51 AM
4593 | Prunetin | 552-59-0 |  | N | N | Not Assigned | Accepted | 7/10/2013 11:19:06 AM
5051 | Pseudoephedrine-d3 |  |  | N | N | Not Assigned | Accepted | 2/2/2015 9:09:45 AM
5065 | Pseudoephedrine/Ephedrine mix |  |  | N | N | Not Assigned | Accepted | 3/9/2015 12:22:03 PM
2570 | Pseudomonas | 68602-93-7 | 460733 | N | N | Microbiological | Accepted | 7/22/2014 12:00:00 AM
2571 | Pseudomonas cepacia type Wisconsin |  | 761874 | N | N | Microbiological | Accepted | 3/2/2007 8:41:51 AM
2572 | Pseudomonas fluorescens | 68332-93-4 | 418905 | N | N | Microbiological | Accepted | 3/2/2007 8:41:51 AM
2573 | Pseudomonas fluorescens 112-12, (MON 11740) |  | 763318 | N | N | Microbiological | Accepted | 3/2/2007 8:41:51 AM
2574 | Pseudomonas fluorescens 112-12, (MON 11750) |  | 763326 | N | N | Microbiological | Accepted | 3/2/2007 8:41:52 AM
2575 | Pseudomonas fluorescens 112-12, (MON 11760) |  | 763334 | N | N | Microbiological | Accepted | 3/2/2007 8:41:52 AM
2576 | Pseudomonas fluorescens NCIB 12089 |  | 761882 | N | N | Microbiological | Accepted | 3/2/2007 8:41:52 AM
2577 | Pseudomonas fluorescens PS 3732-3-7, (MON 11710) |  | 763284 | N | N | Microbiological | Accepted | 3/2/2007 8:41:52 AM
2578 | Pseudomonas fluorescens PS 3732-3-7, (MON 11720) |  | 763292 | N | N | Microbiological | Accepted | 3/2/2007 8:41:52 AM
2579 | Pseudomonas fluorescens PS 3732-3-7, (MON 11730) |  | 763300 | N | N | Microbiological | Accepted | 3/2/2007 8:41:52 AM
2580 | Pseudomonas syringae 742RS***retired***use Pseudomonas | 68602-93-7 | 460733 | N | N | Not Assigned | Deprecated | 3/2/2013 8:41:52 AM
5248 | psi,psi-Carotene, 7,7,8,8,11,11,12,12,15,15-decahydro- | 502-62-5 |  | N | N | Not Assigned | Accepted | 4/23/2015 1:08:32 PM
2581 | Pump efficiency |  | 1644657 | N | N | Physical | Accepted | 3/2/2007 8:41:52 AM
4233 | Pump hours |  | 1644665 | N | N | Physical | Accepted | 5/30/2013 8:42:18 AM
2582 | Pump pressure head |  | 1644673 | N | N | Physical | Accepted | 3/2/2007 8:41:52 AM
4234 | Pumping head |  |  | N | N | Physical | Accepted | 5/30/2013 8:42:18 AM
2583 | Pumping rate |  | 1644681 | N | N | Physical | Accepted | 3/2/2007 8:41:52 AM
4697 | Purge Volume |  |  | N | N | Physical | Accepted | 11/8/2013 2:50:19 PM
3487 | Pymetrozine | 123312-89-0 | 964296 | Y | N | Organics, Pesticide | Accepted | 11/29/2010 4:53:09 PM
4891 | Pyraclostrobin | 175013-18-0 | 17131830 | N | N | Organics, Pesticide | Accepted | 5/13/2014 9:00:00 AM
3493 | Pyraflufen-ethyl | 129630-19-9 | 17131392 | Y | N | Organics, Pesticide | Accepted | 11/29/2010 4:53:47 PM
4907 | Pyrasulfotole | 365400-11-9 | 1734888 | N | N | Not Assigned | Accepted | 6/6/2014 12:00:00 AM
5122 | Pyrasulfotole Technical | 365400-11-9 | 1734888 | N | N | Not Assigned | Accepted | 4/1/2015 3:21:12 PM
3176 | Pyrazine, 2-methoxy-5-methyl- | 2882-22-6 | 108381 | Y | N | Not Assigned | Accepted | 3/25/2010 9:08:29 AM
2584 | Pyrazon | 1698-60-8 | 90951 | Y | N | Organics, Pesticide | Accepted | 3/2/2007 8:41:52 AM
1744 | Pyrene | 129-00-0 | 34843 | Y | N | Organics, Other | Accepted | 3/2/2007 8:41:52 AM
6902 | Pyrene, 4-methyl- | 3353-12-6 | 1827612 | N | N | Not Assigned | Accepted | 1/26/2018 5:36:19 PM
3660 | Pyrene-d10 | 1718-52-1 | 17295734 | N | N | Organics, Other | Accepted | 7/22/2014 12:00:00 AM
4747 | Pyrethrin I | 121-21-1 | 31617 | N | N | Not Assigned | Accepted | 3/24/2014 9:00:00 AM
4748 | Pyrethrin II | 121-29-9 | 31633 | N | N | Not Assigned | Accepted | 3/24/2014 9:00:00 AM
1745 | Pyrethrins | 8003-34-7 | 157362 | N | N | Organics, Pesticide | Accepted | 7/22/2014 12:00:00 AM
1746 | Pyridine | 110-86-1 | 27037 | N | N | Organics, Pesticide | Accepted | 7/22/2014 12:00:00 AM
7524 | Pyrimethanil | 53112-28-0 | 17128513 | N | N | Not Assigned | Accepted | 11/9/2018 1:24:17 PM
3003 | Pyriproxyfen | 95737-68-1 | 605915 | N | N | Organics, Pesticide | Accepted | 1/9/2008 10:25:41 AM
1747 | Pyrite | 1309-36-0 | 82487 | Y | N | Not Assigned | Accepted | 3/2/2007 8:41:53 AM
5079 | Pyrithiobac Sodium | 123343-16-8 | 622985 | N | N | Not Assigned | Accepted | 3/9/2015 12:58:06 PM
1748 | Pyrogallol | 87-66-1 | 11320 | Y | N | Not Assigned | Accepted | 3/2/2007 8:41:53 AM
7127 | Pyrolytic carbon |  | 17119272 | N | N | Not Assigned | Accepted | 6/7/2018 8:49:38 AM
4617 | Pyroxasulfone | 447399-55-5 | 1730067 | N | N | Not Assigned | Accepted | 8/1/2013 11:19:06 AM
4908 | Pyroxsulam | 422556-08-9 | 1734910 | N | N | Not Assigned | Accepted | 6/6/2014 12:00:00 AM
6801 | Quetiapine | 111974-69-7 |  | N | N | Not Assigned | Accepted | 10/27/2017 1:27:27 PM
4207 | Quetiapine fumarate | 111974-72-2 |  | N | N | Organics, Other | Accepted | 5/30/2013 8:42:18 AM
5075 | Quinclorac | 84087-01-4 | 596247 | N | N | Not Assigned | Accepted | 3/9/2015 12:58:06 PM
5052 | Quinine | 130-95-0 | 35261 | N | N | Not Assigned | Accepted | 2/2/2015 9:09:46 AM
1749 | Quinoline | 91-22-5 | 13342 | N | N | Organics, Other | Accepted | 3/2/2007 8:41:53 AM
5108 | Quinoline, 2-methyl- | 91-63-4 | 13581 | N | N | Not Assigned | Accepted | 3/24/2015 7:31:58 AM
1750 | Quinone | 106-51-4 | 23671 | N | N | Not Assigned | Accepted | 3/2/2007 8:41:53 AM
2416 | Ractopamine | 97825-25-7 |  | N | N | Not Assigned | Accepted | 8/9/2016 9:02:16 AM
1089 | Radioactivity, gross |  | 966358 | N | N | Radiochemical | Accepted | 3/2/2007 8:41:53 AM
1754 | Radium | 7440-14-4 | 149765 | N | N | Inorganics, Minor, Metals | Accepted | 7/22/2014 12:00:00 AM
3725 | Radium isotopes, alpha emitting |  |  | Y | N | Not Assigned | Accepted | 9/10/2014 12:00:00 AM
1755 | Radium-223 | 15623-45-7 | 200626 | N | N | Radiochemical | Accepted | 7/22/2014 12:00:00 AM
1756 | Radium-224 | 13233-32-4 | 184754 | N | N | Radiochemical | Accepted | 7/22/2014 12:00:00 AM
2202 | Radium-225 | 13981-53-8 | 192823 | N | N | Not Assigned | Accepted | 9/23/2016 8:36:35 AM
1757 | Radium-226 | 13982-63-3 | 192856 | N | N | Radiochemical | Accepted | 7/22/2014 12:00:00 AM
1758 | Radium-226/228 |  | 701037 | Y | N | Radiochemical | Accepted | 3/2/2007 8:41:53 AM
1759 | Radium-228 | 15262-20-1 | 199026 | N | N | Radiochemical | Accepted | 7/22/2014 12:00:00 AM
2172 | Radon | 10043-92-2 | 167205 | N | N | Not Assigned | Accepted | 9/23/2016 8:46:21 AM
5013 | Radon-219 | 14835-02-0 | 650648 | N | N | Radiochemical | Accepted | 1/23/2015 8:53:11 AM
2289 | Radon-220 | 22481-48-7 | 221978 | N | N | Not Assigned | Accepted | 9/23/2016 8:36:35 AM
1760 | Radon-222 | 14859-67-7 | 197491 | N | N | Radiochemical | Accepted | 7/22/2014 12:00:00 AM
5053 | Raloxifene | 84449-90-1 |  | N | N | Not Assigned | Accepted | 2/2/2015 9:09:46 AM
6806 | Ramipril | 87333-19-5 |  | N | N | Not Assigned | Accepted | 10/27/2017 1:27:27 PM
3969 | Ranitidine | 66357-35-5 | 1735747 | N | N | Organics, Other | Accepted | 7/22/2014 12:00:00 AM
3671 | Rank Sum |  |  | N | N | Physical | Accepted | 9/20/2011 1:59:51 PM
2586 | RBP Bank Stability, Left (choice list) |  | 1641455 | N | Y | Information | Accepted | 3/2/2007 8:41:53 AM
2587 | RBP Bank Stability, Right (choice list) |  | 1641489 | N | Y | Information | Accepted | 3/2/2007 8:41:53 AM
3718 | RBP Bank Stability, Sum of L/R Bank Scores (choice list) |  |  | N | Y | Information | Accepted | 3/6/2012 7:44:47 PM
2588 | RBP Bank Vegetative Protection, Left (choice list) |  | 1641521 | N | Y | Information | Accepted | 3/2/2007 8:41:53 AM
2589 | RBP Bank Vegetative Protection, Right (choice list) |  | 1641554 | N | Y | Information | Accepted | 3/2/2007 8:41:54 AM
3719 | RBP Bank Vegetative Protection, Sum of L/R Bank Scores (choice list) |  |  | N | Y | Information | Accepted | 3/6/2012 7:44:47 PM
2590 | RBP Bank Vegetative Stability, Left (choice list) |  | 1641422 | N | Y | Information | Accepted | 3/2/2007 8:41:54 AM
2591 | RBP Bank Vegetative Stability, Right (choice list) |  | 1641430 | N | Y | Information | Accepted | 3/2/2007 8:41:54 AM
2592 | RBP Bottom Substrate (choice list) |  | 1645977 | N | Y | Information | Accepted | 3/2/2007 8:41:54 AM
2593 | RBP Canopy Cover (choice list) |  | 1644723 | N | Y | Information | Accepted | 3/2/2007 8:41:54 AM
2594 | RBP Channel Alteration (choice list) |  | 1644830 | N | Y | Information | Accepted | 3/2/2007 8:41:54 AM
2595 | RBP Channel Flow Status (choice list) |  | 1645431 | N | Y | Information | Accepted | 3/2/2007 8:41:54 AM
2596 | RBP Channel Sinuosity (choice list) |  | 1645985 | N | Y | Information | Accepted | 3/2/2007 8:41:54 AM
2597 | RBP Channelized Y/N (choice list) |  | 1646025 | N | Y | Information | Accepted | 3/2/2007 8:41:54 AM
2598 | RBP Embeddedness (choice list) |  | 1644814 | N | Y | Information | Accepted | 3/2/2007 8:41:54 AM
2599 | RBP Epifaunal Substrate (choice list) |  | 1645365 | N | Y | Information | Accepted | 3/2/2007 8:41:54 AM
2600 | RBP Frequency of Riffles (choice list) |  | 1645969 | N | Y | Information | Accepted | 3/2/2007 8:41:54 AM
2601 | RBP High water mark |  | 1645530 | N | N | Information | Accepted | 3/2/2007 8:41:54 AM
2602 | RBP Instream Cover (choice list) |  | 1646173 | N | Y | Information | Accepted | 3/2/2007 8:41:54 AM
2603 | RBP Local Watershed Erosion (choice list) |  | 1646033 | N | Y | Information | Accepted | 3/2/2007 8:41:54 AM
2604 | RBP Local Watershed NPS Pollution (choice list) |  | 1646066 | N | Y | Information | Accepted | 3/2/2007 8:41:54 AM
2605 | RBP Pool Substrate (choice list) |  | 1645266 | N | Y | Information | Accepted | 3/2/2007 8:41:54 AM
2606 | RBP Pool Variability (choice list) |  | 1645274 | N | Y | Information | Accepted | 3/2/2007 8:41:55 AM
2607 | RBP Predominant Surrounding Land Use (choice list) |  | 1646017 | N | Y | Information | Accepted | 3/2/2007 8:41:55 AM
3720 | RBP Riparian Vegetative Zone Width, Sum of L/R Bank Scores (choice list) |  |  | N | Y | Information | Accepted | 3/6/2012 7:44:47 PM
2608 | RBP Sediment Deposition (choice list) |  | 1645464 | N | Y | Sediment | Accepted | 3/2/2007 8:41:55 AM
2609 | RBP Sediment Odors (choice list) |  | 1644798 | N | Y | Sediment | Accepted | 3/2/2007 8:41:55 AM
2610 | RBP Sediment Oils (choice list) |  | 1644871 | N | Y | Sediment | Accepted | 3/2/2007 8:41:55 AM
2611 | RBP Stream depth - pool |  | 1645282 | N | N | Information | Accepted | 3/2/2007 8:41:55 AM
2612 | RBP Stream Depth - Riffle |  | 1645332 | N | N | Information | Accepted | 3/2/2007 8:41:55 AM
2613 | RBP Stream Depth - Run |  | 1645340 | N | N | Information | Accepted | 3/2/2007 8:41:55 AM
2614 | RBP Stream Type (choice list) |  | 1646009 | N | Y | Information | Accepted | 3/2/2007 8:41:55 AM
2615 | RBP Stream Velocity |  | 1645530 | N | N | Information | Accepted | 3/2/2007 8:41:55 AM
2616 | RBP Stream width |  | 1645241 | N | N | Information | Accepted | 3/2/2007 8:41:55 AM
2617 | RBP Substrate - Bedrock |  | 1644780 | N | N | Information | Accepted | 3/2/2007 8:41:55 AM
2618 | RBP Substrate - Boulders >256 mm |  | 1644715 | N | N | Information | Accepted | 3/2/2007 8:41:55 AM
2619 | RBP Substrate - Cobbles 64-256 mm |  | 1644913 | N | N | Information | Accepted | 3/2/2007 8:41:55 AM
2620 | RBP Substrate - Detritus - Coarse Particulate |  | 1646041 | N | N | Information | Accepted | 3/2/2007 8:41:55 AM
2621 | RBP Substrate - Gravel 2-64 mm |  | 1645050 | N | N | Information | Accepted | 3/2/2007 8:41:55 AM
2622 | RBP Substrate - Marl - Gray, Shell Fragments |  | 1645878 | N | N | Information | Accepted | 3/2/2007 8:41:55 AM
2623 | RBP Substrate - Muck/Mud - Very Fine Particles |  | 1645886 | N | N | Information | Accepted | 3/2/2007 8:41:56 AM
2624 | RBP Substrate - Sand 0.06-2.0 mm |  | 1644962 | N | N | Information | Accepted | 3/2/2007 8:41:56 AM
2625 | RBP Substrate - Silt 0.004-0.06 mm |  | 1645134 | N | N | Information | Accepted | 3/2/2007 8:41:56 AM
3721 | RBP Total score |  |  | N | N | Information | Accepted | 3/2/2016 7:44:55 PM
2626 | RBP Turbidity Code (choice list) |  | 1646074 | N | Y | Information | Accepted | 3/2/2007 8:41:56 AM
2627 | RBP Undersides of Loose Stones Black Y/N (choice list) |  | 1645506 | N | Y | Information | Accepted | 3/2/2007 8:41:56 AM
2628 | RBP Water Odors (choice list) |  | 1644806 | N | Y | Information | Accepted | 3/2/2007 8:41:56 AM
2629 | RBP Water Surface Oils (choice list) |  | 1644889 | N | Y | Information | Accepted | 3/2/2007 8:41:56 AM
2630 | RBP2, Aquatic Vegetation, Dominant Type & Species (choice list) |  | 1645902 | N | Y | Information | Accepted | 3/2/2007 8:41:56 AM
2631 | RBP2, Aquatic vegetation, portion of reach with AV (%) |  | 1645910 | N | N | Information | Accepted | 3/2/2007 8:41:56 AM
2632 | RBP2, Habitat type, bedrock (%) |  | 1644780 | N | N | Information | Accepted | 3/2/2007 8:41:56 AM
2633 | RBP2, Habitat type, canopy (%) |  | 1644772 | N | N | Information | Accepted | 3/2/2007 8:41:56 AM
2634 | RBP2, Habitat type, general comments |  | 1646181 | N | N | Information | Accepted | 3/2/2007 8:41:56 AM
2635 | RBP2, Habitat type, gravel-cobble (%) |  | 1645068 | N | N | Information | Accepted | 3/2/2007 8:41:56 AM
2636 | RBP2, Habitat type, large woody debris (%) |  | 1641869 | N | N | Information | Accepted | 3/2/2007 8:41:56 AM
6980 | RBP2, Habitat type, leaf packs (%) |  |  | N | N | Not Assigned | Accepted | 2/27/2018 11:04:17 AM
2637 | RBP2, Habitat type, other (%) |  | 1646199 | N | N | Information | Accepted | 3/2/2007 8:41:56 AM
2638 | RBP2, Habitat type, plants, roots (%) |  | 1646207 | N | N | Information | Accepted | 3/2/2007 8:41:56 AM
2639 | RBP2, Habitat type, pools (%) |  | 1645290 | N | N | Information | Accepted | 3/2/2007 8:41:57 AM
2640 | RBP2, Habitat type, riffle (%) |  | 1645944 | N | N | Information | Accepted | 3/2/2007 8:41:57 AM
2641 | RBP2, Habitat type, run (%) |  | 1646215 | N | N | Information | Accepted | 3/2/2007 8:41:57 AM
2642 | RBP2, Habitat type, sand (%) |  | 1644970 | N | N | Information | Accepted | 3/2/2007 8:41:57 AM
2643 | RBP2, Habitat type, sand-silt-mud-muck (%) |  | 1644988 | N | N | Information | Accepted | 3/2/2007 8:41:57 AM
2644 | RBP2, Habitat type, small woody debris (%) |  | 1641877 | N | N | Information | Accepted | 3/2/2007 8:41:57 AM
2645 | RBP2, Habitat type, snags (%) |  | 1646223 | N | N | Information | Accepted | 3/2/2007 8:41:57 AM
2646 | RBP2, Habitat type, submerged macrophytes (%) |  | 1646231 | N | N | Information | Accepted | 3/2/2007 8:41:57 AM
2647 | RBP2, Habitat type, vegetated banks (%) |  | 1646249 | N | N | Information | Accepted | 3/2/2007 8:41:57 AM
2648 | RBP2, High G, Bank Stability, Left Bank (choice list) |  | 1641463 | N | Y | Information | Accepted | 3/2/2007 8:41:57 AM
2649 | RBP2, High G, Bank Stability, Right Bank (choice list) |  | 1641497 | N | Y | Information | Accepted | 3/2/2007 8:41:57 AM
2650 | RBP2, High G, Channel Alteration (choice list) |  | 1644848 | N | Y | Information | Accepted | 3/2/2007 8:41:57 AM
2651 | RBP2, High G, Channel Flow Status (choice list) |  | 1645449 | N | Y | Information | Accepted | 3/2/2007 8:41:57 AM
2652 | RBP2, High G, Embeddedness (choice list) |  | 1644822 | N | Y | Information | Accepted | 3/2/2007 8:41:57 AM
2653 | RBP2, High G, Epifaunal Substrate/Available Cover (choice list) |  | 1645373 | N | Y | Information | Accepted | 3/2/2007 8:41:57 AM
2654 | RBP2, High G, Frequency of Riffles (or bends) (choice list) |  | 1645951 | N | Y | Information | Accepted | 3/2/2007 8:41:57 AM
4818 | RBP2, High G, habitat assessment total rating |  |  | N | N | Not Assigned | Accepted | 3/25/2014 9:00:00 AM
2655 | RBP2, High G, habitat assessment total score |  | 1646256 | N | N | Information | Accepted | 3/2/2007 8:41:57 AM
2656 | RBP2, High G, Riparian Vegetative Zone Width, Left Bank (choice list) |  | 1641588 | N | Y | Information | Accepted | 3/2/2007 8:41:58 AM
2657 | RBP2, High G, Riparian Vegetative Zone Width, Right Bank (choice list) |  | 1641604 | N | Y | Information | Accepted | 3/2/2007 8:41:58 AM
2658 | RBP2, High G, Sediment Deposition (choice list) |  | 1645472 | N | Y | Sediment | Accepted | 3/2/2007 8:41:58 AM
2659 | RBP2, High G, Vegetative Protection, Left Bank (choice list) |  | 1641539 | N | Y | Information | Accepted | 3/2/2007 8:41:58 AM
2660 | RBP2, High G, Vegetative Protection, Right Bank (choice list) |  | 1641562 | N | Y | Information | Accepted | 3/2/2007 8:41:58 AM
2661 | RBP2, High G, Velocity/Depth Regime (choice list) |  | 1646264 | N | Y | Information | Accepted | 3/2/2007 8:41:58 AM
2662 | RBP2, Instream Features, Canopy Cover (choice list) |  | 1644723 | N | Y | Information | Accepted | 3/2/2007 8:41:58 AM
2663 | RBP2, Instream Features, Channelized (Y/N) (choice list) |  | 1646025 | N | Y | Information | Accepted | 3/2/2007 8:41:58 AM
2664 | RBP2, Instream Features, Dam Present (Y/N) (choice list) |  | 1646272 | N | Y | Information | Accepted | 3/2/2007 8:41:58 AM
2665 | RBP2, Instream features, est. reach length |  | 1646280 | N | N | Information | Accepted | 3/2/2007 8:41:58 AM
2666 | RBP2, Instream features, est. stream depth |  | 1645357 | N | N | Information | Accepted | 3/2/2007 8:41:58 AM
2667 | RBP2, Instream features, est. stream width |  | 1645241 | N | N | Information | Accepted | 3/2/2007 8:41:58 AM
2668 | RBP2, Instream features, high water mark |  | 1644863 | N | N | Information | Accepted | 3/2/2007 8:41:58 AM
2669 | RBP2, Instream features, morphology, pools (%) |  | 1645308 | N | N | Information | Accepted | 3/2/2007 8:41:58 AM
2670 | RBP2, Instream features, morphology, riffles (%) |  | 1645944 | N | N | Information | Accepted | 3/2/2007 8:41:58 AM
2671 | RBP2, Instream features, morphology, run (%) |  | 1646298 | N | N | Information | Accepted | 3/2/2007 8:41:58 AM
2672 | RBP2, Instream features, sampling reach area |  | 1646306 | N | N | Information | Accepted | 3/2/2007 8:41:59 AM
2673 | RBP2, Instream features, surface velocity (at thalweg) |  | 1645548 | N | N | Information | Accepted | 3/2/2007 8:41:59 AM
2674 | RBP2, Instream features, total reach area |  | 1646314 | N | N | Information | Accepted | 3/2/2007 8:41:59 AM
2675 | RBP2, Large woody debris, density of LWD (LWD/reach area) |  | 1641885 | N | N | Information | Accepted | 3/2/2007 8:41:59 AM
2676 | RBP2, Large woody debris, LWD (m2) |  | 1641893 | N | N | Information | Accepted | 3/2/2007 8:41:59 AM
2677 | RBP2, Low G, Bank Stability, Left Bank (choice list) |  | 1641471 | N | Y | Information | Accepted | 3/2/2007 8:41:59 AM
2678 | RBP2, Low G, Bank Stability, Right Bank (choice list) |  | 1641505 | N | Y | Information | Accepted | 3/2/2007 8:41:59 AM
4649 | RBP2, Low G, Bank Stability, Sum of L/R Bank Scores (choice list) |  |  | N | Y | Information | Accepted | 8/26/2013 8:42:18 AM
2679 | RBP2, Low G, Channel Alteration (choice list) |  | 1644855 | N | Y | Information | Accepted | 3/2/2007 8:41:59 AM
2680 | RBP2, Low G, Channel Flow Status (choice list) |  | 1645456 | N | Y | Information | Accepted | 3/2/2007 8:41:59 AM
2681 | RBP2, Low G, Channel Sinuosity (choice list) |  | 1645993 | N | Y | Information | Accepted | 3/2/2007 8:41:59 AM
2682 | RBP2, Low G, Epifaunal Substrate/Available Cover (choice list) |  | 1645381 | N | Y | Information | Accepted | 3/2/2007 8:41:59 AM
4819 | RBP2, Low G, habitat assessment total rating |  |  | N | N | Not Assigned | Accepted | 3/25/2014 9:00:00 AM
2683 | RBP2, Low G, habitat assessment total score |  | 1648302 | N | N | Information | Accepted | 3/2/2007 8:41:59 AM
2684 | RBP2, Low G, Pool Substrate Characterization (choice list) |  | 1645316 | N | Y | Information | Accepted | 3/2/2007 8:41:59 AM
2685 | RBP2, Low G, Pool Variability (choice list) |  | 1645324 | N | Y | Information | Accepted | 3/2/2007 8:41:59 AM
4651 | RBP2, Low G, Riparian Veg. Zone Width, Sum of L/R Bank (choice list) |  |  | N | Y | Information | Accepted | 8/26/2013 8:42:18 AM
2686 | RBP2, Low G, Riparian Vegetative Zone Width, Left Bank (choice list) |  | 1641596 | N | Y | Information | Accepted | 3/2/2007 8:41:59 AM
2687 | RBP2, Low G, Riparian Vegetative Zone Width, Right Bank (choice list) |  | 1641612 | N | Y | Information | Accepted | 3/2/2007 8:41:59 AM
2688 | RBP2, Low G, Sediment Deposition (choice list) |  | 1645480 | N | Y | Sediment | Accepted | 3/2/2007 8:41:59 AM
2689 | RBP2, Low G, Vegetative Protection, Left Bank (choice list) |  | 1641547 | N | Y | Information | Accepted | 3/2/2007 8:42:00 AM
2690 | RBP2, Low G, Vegetative Protection, Right Bank (choice list) |  | 1641570 | N | Y | Information | Accepted | 3/2/2007 8:42:00 AM
4650 | RBP2, Low G, Vegetative Protection, Sum of L/R Bank Scores (choice list) |  |  | N | Y | Information | Accepted | 8/26/2013 8:42:18 AM
3985 | RBP2, Mid G, Bank Stability, Left Bank (choice list) |  | 1641471 | N | Y | Information | Accepted | 2/13/2013 12:01:22 PM
3986 | RBP2, Mid G, Bank Stability, Right Bank (choice list) |  | 1641505 | N | Y | Information | Accepted | 2/13/2013 12:01:22 PM
3987 | RBP2, Mid G, Channel Alteration (choice list) |  | 1644855 | N | Y | Information | Accepted | 2/13/2013 12:01:22 PM
3988 | RBP2, Mid G, Channel Flow Status (choice list) |  | 1645456 | N | Y | Information | Accepted | 2/13/2013 12:01:22 PM
3990 | RBP2, Mid G, Epifaunal Substrate/Available Cover (choice list) |  | 1645381 | N | Y | Information | Accepted | 2/13/2013 12:01:22 PM
3993 | RBP2, Mid G, Frequency of Riffles (choice list) |  | 1645324 | N | Y | Information | Accepted | 2/13/2013 12:01:22 PM
3991 | RBP2, Mid G, habitat assessment total score |  | 1648302 | N | N | Information | Accepted | 2/13/2013 12:01:22 PM
3992 | RBP2, Mid G, Pool Substrate Characterization (choice list) |  | 1645316 | N | Y | Information | Accepted | 2/13/2013 12:01:22 PM
3994 | RBP2, Mid G, Riparian Vegetative Zone Width, Left Bank (choice list) |  | 1641596 | N | Y | Information | Accepted | 2/13/2013 12:01:22 PM
3995 | RBP2, Mid G, Riparian Vegetative Zone Width, Right Bank (choice list) |  | 1641612 | N | Y | Information | Accepted | 2/13/2013 12:01:22 PM
3996 | RBP2, Mid G, Sediment Deposition (choice list) |  | 1645480 | N | Y | Sediment | Accepted | 2/13/2013 12:01:22 PM
3997 | RBP2, Mid G, Vegetative Protection, Left Bank (choice list) |  | 1641547 | N | Y | Information | Accepted | 2/13/2013 12:01:22 PM
3998 | RBP2, Mid G, Vegetative Protection, Right Bank (choice list) |  | 1641570 | N | Y | Information | Accepted | 2/13/2013 12:01:22 PM
3989 | RBP2, Mid G, Velocity/Depth Regime (choice list) |  | 1645993 | N | Y | Information | Accepted | 2/13/2013 12:01:22 PM
2691 | RBP2, Riparian Vegetation, Dominant Species Present (choice list) |  | 1645928 | N | Y | Information | Accepted | 3/2/2007 8:42:00 AM
2692 | RBP2, Sediment/Substrate, Deposits (choice list) |  | 1645498 | N | Y | Sediment | Accepted | 3/2/2007 8:42:00 AM
2693 | RBP2, Sediment/Substrate, Embedded Stone Undersides Black (choice list) |  | 1645506 | N | Y | Sediment | Accepted | 3/2/2007 8:42:00 AM
2694 | RBP2, Sediment/Substrate, Odors (choice list) |  | 1644798 | N | Y | Sediment | Accepted | 3/2/2007 8:42:00 AM
2695 | RBP2, Sediment/Substrate, Oils (choice list) |  | 1644871 | N | Y | Sediment | Accepted | 3/2/2007 8:42:00 AM
2696 | RBP2, Stream character, catchment area |  | 1646322 | N | N | Information | Accepted | 3/2/2007 8:42:00 AM
2697 | RBP2, Stream Character, Stream Origin (choice list) |  | 1646330 | N | Y | Information | Accepted | 3/2/2007 8:42:00 AM
2698 | RBP2, Stream Character, Stream Subsystem (choice list) |  | 1646348 | N | Y | Information | Accepted | 3/2/2007 8:42:00 AM
2699 | RBP2, Stream Character, Stream Type (choice list) |  | 1646009 | N | Y | Information | Accepted | 3/2/2007 8:42:00 AM
2700 | RBP2, Substrate, inorganic, bedrock |  | 1644780 | N | N | Information | Accepted | 3/2/2007 8:42:00 AM
2701 | RBP2, Substrate, Inorganic, boulder, >256 mm |  | 1644715 | N | N | Information | Accepted | 3/2/2007 8:42:00 AM
2702 | RBP2, Substrate, inorganic, clay, <0.004 mm |  | 1645233 | N | N | Information | Accepted | 3/2/2007 8:42:00 AM
2703 | RBP2, Substrate, inorganic, cobble, 64-256 mm |  | 1644913 | N | N | Information | Accepted | 3/2/2007 8:42:00 AM
2704 | RBP2, Substrate, inorganic, gravel, 2-64 mm |  | 1645050 | N | N | Information | Accepted | 3/2/2007 8:42:00 AM
2705 | RBP2, Substrate, inorganic, sand, 0.06-2.0 mm |  | 1644962 | N | N | Information | Accepted | 3/2/2007 8:42:01 AM
2706 | RBP2, Substrate, Inorganic, Silt, 0.004-0.06 mm |  | 1645134 | N | N | Information | Accepted | 3/2/2007 8:42:01 AM
2707 | RBP2, Substrate, organic, detritus, sticks, wood, etc. (CPOM) |  | 1646058 | N | N | Information | Accepted | 3/2/2007 8:42:01 AM
2708 | RBP2, Substrate, organic, marl, grey shell fragments |  | 1645878 | N | N | Information | Accepted | 3/2/2007 8:42:01 AM
2709 | RBP2, Substrate, organic, muck-mud, black-fine (FPOM) |  | 1645894 | N | N | Information | Accepted | 3/2/2007 8:42:01 AM
2710 | RBP2, Water Quality, Turbidity (choice list) |  | 1646082 | N | Y | Information | Accepted | 3/2/2007 8:42:01 AM
2711 | RBP2, Water Quality, Water Odors (choice list) |  | 1644806 | N | Y | Information | Accepted | 3/2/2007 8:42:01 AM
2712 | RBP2, Water Quality, Water Surface Oils (choice list) |  | 1644889 | N | Y | Information | Accepted | 3/2/2007 8:42:01 AM
2713 | RBP2, Watershed, Local Erosion (choice list) |  | 1646033 | N | Y | Information | Accepted | 3/2/2007 8:42:01 AM
2714 | RBP2, Watershed, Local NPS Pollution (choice list) |  | 1646066 | N | Y | Information | Accepted | 3/2/2007 8:42:01 AM
2715 | RBP2, Watershed, Predominant Surrounding Landuse (choice list) |  | 1646017 | N | Y | Information | Accepted | 3/2/2007 8:42:01 AM
2716 | RBP2, weather condition, general observation (text) |  | 1648237 | N | N | Information | Accepted | 3/2/2007 8:42:01 AM
2717 | RBP2, Weather Condition, Heavy Rain in Last 7 Days, Y/N (choice list) |  | 1648245 | N | Y | Information | Accepted | 3/2/2007 8:42:01 AM
2718 | RBP2, Weather Condition, Now (choice list) |  | 1648252 | N | Y | Information | Accepted | 3/2/2007 8:42:01 AM
2719 | RBP2, Weather Condition, Past 24 Hours (choice list) |  | 1648260 | N | Y | Information | Accepted | 3/2/2007 8:42:01 AM
3164 | RBP3, Glide/Pool, Epifaunal Substrate (choice list) |  |  | N | Y | Information | Accepted | 10/2/2014 5:29:29 PM
3166 | RBP3, Glide/Pool, Instream Cover (choice list) |  |  | N | Y | Information | Accepted | 10/2/2014 5:29:29 PM
3168 | RBP3, Glide/Pool, Pool Substrate Characterization (choice list) |  |  | N | Y | Information | Accepted | 10/2/2014 5:29:29 PM
3170 | RBP3, Glide/Pool, Pool Variability (choice list) |  |  | N | Y | Information | Accepted | 10/2/2014 5:29:29 PM
3172 | RBP3, Glide/Pool, Sediment Deposition (choice list) |  |  | N | Y | Sediment | Accepted | 10/2/2014 5:29:29 PM
3167 | RBP3, Riffle/Run, Embeddedness (choice list) |  |  | N | Y | Information | Accepted | 10/2/2014 5:29:29 PM
3163 | RBP3, Riffle/Run, Epifaunal Substrate (choice list) |  |  | N | Y | Information | Accepted | 10/2/2014 5:29:29 PM
3165 | RBP3, Riffle/Run, Instream Cover (choice list) |  |  | N | Y | Information | Accepted | 10/2/2014 5:29:29 PM
3171 | RBP3, Riffle/Run, Sediment Deposition (choice list) |  |  | N | Y | Sediment | Accepted | 10/2/2014 5:29:29 PM
3169 | RBP3, Riffle/Run, Velocity/ Depth Regimes (choice list) |  |  | N | Y | Information | Accepted | 10/2/2014 5:29:29 PM
1241 | Refined used lubricating oils | 68476-77-7 | 439570 | N | N | Not Assigned | Accepted | 3/2/2007 8:42:02 AM
3316 | Relative abundance |  |  | N | N | Biological | Accepted | 4/27/2016 10:35:45 AM
4950 | Relative Air Temperature (choice list) |  |  | N | Y | Physical | Accepted | 9/22/2014 10:48:26 AM
3159 | relative biovolume |  |  | N | N | Biological | Accepted | 12/7/2009 1:36:50 PM
4516 | Relative Density Species |  | 17164443 | N | N | Biological | Accepted | 7/6/2013 11:19:06 AM
3161 | relative entity density |  |  | N | N | Biological | Accepted | 12/7/2009 1:36:50 PM
2720 | Relative humidity |  | 1646363 | N | N | Physical | Accepted | 3/2/2007 8:42:02 AM
2721 | Reoxygenation constant |  | 1642701 | N | N | Physical | Accepted | 3/2/2007 8:42:02 AM
3129 | Reproduction |  |  | N | N | Biological | Accepted | 8/12/2009 5:41:28 PM
2722 | Reservoir volume |  | 1646389 | N | N | Information | Accepted | 3/2/2007 8:42:02 AM
2950 | Residence/flushing time, waterbody |  | 17294786 | N | N | Information | Accepted | 3/2/2007 8:42:02 AM
3408 | Residual Depth |  |  | N | N | Physical | Accepted | 6/29/2010 8:41:23 AM
3785 | Resistivity |  |  | N | N | Physical | Accepted | 6/29/2012 1:50:58 PM
3602 | Resmethrin | 10453-86-8 | 171413 | N | N | Organics, Pesticide | Accepted | 7/22/2014 12:00:00 AM
1761 | Resorcinol | 108-46-3 | 25130 | N | N | Not Assigned | Accepted | 3/2/2007 8:42:02 AM
2724 | Respiration |  | 1646397 | N | N | Biological | Accepted | 3/2/2007 8:42:02 AM
2725 | Respiration, planktonic |  | 764324 | N | N | Not Assigned | Accepted | 3/2/2007 8:42:02 AM
1762 | Retene | 483-65-8 | 708917 | N | N | Not Assigned | Accepted | 7/22/2014 12:00:00 AM
6704 | Retrorsine | 480-54-6 | 17000654 | N | N | Organics, Other | Accepted | 8/22/2017 12:05:49 PM
1763 | Rhenium | 7440-15-5 | 149773 | N | N | Inorganics, Minor, Metals | Accepted | 7/22/2014 12:00:00 AM
3047 | Rhodamine B | 81-88-9 | 9027 | N | N | Not Assigned | Accepted | 7/3/2008 12:21:28 PM
1764 | Rhodamine WT | 37299-86-8 | 759738 | N | N | Not Assigned | Accepted | 7/22/2014 12:00:00 AM
2726 | Rhodamine WT (probe) |  | 17164633 | N | N | Physical | Accepted | 3/2/2007 8:42:02 AM
1765 | Rhodium | 7440-16-6 | 149781 | N | N | Inorganics, Minor, Metals | Accepted | 7/22/2014 12:00:00 AM
2727 | Rhodium-106 | 14234-34-5 | 962381 | Y | N | Radiochemical | Accepted | 3/2/2007 8:42:04 AM
7390 | Right Bank Angle |  |  | N | N | Not Assigned | Accepted | 10/4/2018 11:02:55 AM
7392 | Right Bank Undercut |  |  | N | N | Not Assigned | Accepted | 10/4/2018 11:02:55 AM
5681 | Riparian - Buildings - Industrial (choice list) |  |  | N | Y | Not Assigned | Accepted | 4/11/2017 12:00:00 AM
5682 | Riparian - Buildings - Residential (choice list) |  |  | N | Y | Not Assigned | Accepted | 4/11/2017 12:00:00 AM
5680 | Riparian - Dam (choice list) |  |  | N | Y | Not Assigned | Accepted | 4/11/2017 12:00:00 AM
5686 | Riparian - Docks or marinas (choice list) |  |  | N | Y | Not Assigned | Accepted | 4/11/2017 12:00:00 AM
5690 | Riparian - Grazing (choice list) |  |  | N | Y | Not Assigned | Accepted | 4/11/2017 12:00:00 AM
5692 | Riparian - Mining (choice list) |  |  | N | Y | Not Assigned | Accepted | 4/11/2017 12:00:00 AM
5693 | Riparian - Other (choice list) |  |  | N | Y | Not Assigned | Accepted | 4/11/2017 12:00:00 AM
5685 | Riparian - Outlet or intake pipes (choice list) |  |  | N | Y | Not Assigned | Accepted | 4/11/2017 12:00:00 AM
5688 | Riparian - Parks or lawns (choice list) |  |  | N | Y | Not Assigned | Accepted | 4/11/2017 12:00:00 AM
5683 | Riparian - Pavement (choice list) |  |  | N | Y | Not Assigned | Accepted | 4/11/2017 12:00:00 AM
5691 | Riparian - Recent logging (choice list) |  |  | N | Y | Not Assigned | Accepted | 4/11/2017 12:00:00 AM
5679 | Riparian - Rip Rap (choice list) |  |  | N | Y | Not Assigned | Accepted | 4/11/2017 12:00:00 AM
5684 | Riparian - Roads or rails (choice list) |  |  | N | Y | Not Assigned | Accepted | 4/11/2017 12:00:00 AM
5689 | Riparian - Row crops (choice list) |  |  | N | Y | Not Assigned | Accepted | 4/11/2017 12:00:00 AM
5687 | Riparian - Trash (choice list) |  |  | N | Y | Not Assigned | Accepted | 4/11/2017 12:00:00 AM
3515 | Riparian Cover Complexity Index |  |  | N | N | Physical | Accepted | 3/7/2016 3:41:46 PM
3527 | Riparian Disturbance Intensity-Extent Index |  |  | N | N | Physical | Accepted | 3/7/2016 3:41:46 PM
3401 | Riparian vegetation composition (choice list) |  |  | N | Y | Information | Accepted | 8/24/2010 6:14:13 PM
5642 | Riparian vegetation density (choice list) |  |  | N | Y | Not Assigned | Accepted | 7/21/2016 2:17:53 PM
6621 | Riparian vegetation, dominant species present |  |  | N | N | Not Assigned | Accepted | 7/5/2017 11:22:40 AM
5654 | Riparian Width LDB |  |  | N | N | Not Assigned | Accepted | 8/25/2016 1:07:51 PM
5655 | Riparian Width RDB |  |  | N | N | Not Assigned | Accepted | 8/25/2016 1:07:52 PM
6625 | Riparian Zone Left Bank Plant Cover - Exposed Soil |  |  | N | N | Not Assigned | Accepted | 7/5/2017 11:22:41 AM
6624 | Riparian Zone Left Bank Plant Cover - Grass Low Plants |  |  | N | N | Not Assigned | Accepted | 7/5/2017 11:22:41 AM
6626 | Riparian Zone Left Bank Plant Cover - Other (rip rap, concrete, etc) |  |  | N | N | Not Assigned | Accepted | 7/5/2017 11:22:41 AM
6623 | Riparian Zone Left Bank Plant Cover - Shrubs/Low Trees |  |  | N | N | Not Assigned | Accepted | 7/5/2017 11:22:41 AM
6622 | Riparian Zone Left Bank Plant Cover - Trees |  |  | N | N | Not Assigned | Accepted | 7/5/2017 11:22:41 AM
6630 | Riparian Zone Right Bank Plant Cover - Exposed Soil |  |  | N | N | Not Assigned | Accepted | 7/5/2017 11:22:41 AM
6629 | Riparian Zone Right Bank Plant Cover - Grass Low Plants |  |  | N | N | Not Assigned | Accepted | 7/5/2017 11:22:41 AM
6631 | Riparian Zone Right Bank Plant Cover - Other (rip rap, concrete, etc) |  |  | N | N | Not Assigned | Accepted | 7/5/2017 11:22:41 AM
6628 | Riparian Zone Right Bank Plant Cover - Shrubs/Low Trees |  |  | N | N | Not Assigned | Accepted | 7/5/2017 11:22:41 AM
6627 | Riparian Zone Right Bank Plant Cover - Trees |  |  | N | N | Not Assigned | Accepted | 7/5/2017 11:22:41 AM
4208 | Ritalinic acid | 19395-41-6 |  | N | N | Organics, Other | Accepted | 5/30/2013 8:42:18 AM
6705 | Ritonavir | 155213-67-5 |  | N | N | Organics, Other | Accepted | 8/22/2017 12:05:49 PM
2728 | River/stream channel slope |  | 52457215 | N | N | Physical | Accepted | 3/2/2007 8:42:04 AM
3311 | Rocky Substrate (Choice List) |  |  | N | Y | Information | Accepted | 5/14/2010 3:44:36 PM
1766 | Ronnel | 299-84-3 | 41368 | N | N | Inorganics, Minor, Metals | Accepted | 7/22/2014 12:00:00 AM
5346 | Root weight |  |  | N | N | Physical | Accepted | 7/24/2015 12:15:53 PM
3103 | Rosgen Stream Type |  |  | N | N | Information | Accepted | 9/10/2011 5:23:35 PM
4782 | Rosuvastatin | 287714-41-4 |  | N | N | Not Assigned | Accepted | 3/24/2014 9:00:00 AM
4806 | Rosuvastatin-d6 |  |  | N | N | Not Assigned | Accepted | 3/24/2014 9:00:00 AM
1767 | Rotenone | 83-79-4 | 9746 | N | N | Organics, Pesticide | Accepted | 7/22/2014 12:00:00 AM
3647 | Roxithromycin | 80214-83-1 | 1735775 | N | N | Organics, Other | Accepted | 7/1/2011 4:36:13 PM
1768 | Rubidium | 7440-17-7 | 149799 | Y | N | Inorganics, Minor, Metals | Accepted | 3/2/2007 8:42:04 AM
1769 | Ruthenium | 7440-18-8 | 149807 | N | N | Inorganics, Minor, Metals | Accepted | 7/22/2014 12:00:00 AM
2729 | Ruthenium-103 | 13968-53-1 | 776195 | Y | N | Radiochemical | Accepted | 3/2/2007 8:42:05 AM
1770 | Ruthenium-103/106 |  | 967299 | Y | N | Not Assigned | Accepted | 3/2/2007 8:42:05 AM
1771 | Ruthenium-106 | 13967-48-1 | 776112 | N | N | Radiochemical | Accepted | 7/22/2014 12:00:00 AM
1772 | Ruthenium-106/Rhodium-106 |  | 967307 | Y | N | Not Assigned | Accepted | 3/2/2007 8:42:05 AM
1786 | S-Ethyl dipropylthiocarbamate | 759-94-4 | 69252 | Y | N | Organics, Pesticide | Accepted | 3/2/2007 8:42:06 AM
5006 | S-Ethyl dipropylthiocarbamate (EPTC) | 759-94-4 | 69252 | N | N | Organics, Pesticide | Accepted | 1/14/2015 7:32:10 AM
5118 | S-Metolachlor | 87392-12-9 | 600338 | N | N | Not Assigned | Accepted | 4/1/2015 3:21:12 PM
4524 | Saccharin | 81-07-2 | 8557 | N | N | Not Assigned | Accepted | 7/10/2013 11:19:06 AM
3648 | Saflufenacil | 372137-35-4 | 1735087 | N | N | Not Assigned | Accepted | 7/1/2011 4:36:13 PM
1773 | Safrole | 94-59-7 | 15537 | N | N | Organics, Other | Accepted | 7/22/2014 12:00:00 AM
3839 | Salbutamol | 18559-94-9 | 1735685 | N | N | Organics, Other | Accepted | 7/22/2014 12:00:00 AM
1774 | Salicylaldehyde | 90-02-8 | 12799 | N | N | Not Assigned | Accepted | 3/2/2007 8:42:05 AM
4710 | Salicylic acid | 69-72-7 | 4523 | N | N | Organics, Pesticide | Accepted | 2/20/2014 12:00:00 AM
1775 | Salinity |  | 1646165 | N | N | Physical | Accepted | 3/2/2007 8:42:05 AM
2730 | Salmonella |  | 763904 | N | N | Microbiological | Accepted | 7/22/2014 12:00:00 AM
3504 | Salt Appearance at Waters Edge (choice list) |  |  | N | Y | Information | Accepted | 12/17/2010 6:13:10 PM
1776 | Samarium | 7440-19-9 | 149815 | N | N | Inorganics, Minor, Metals | Accepted | 7/22/2014 12:00:00 AM
7124 | Sample time, elapsed |  | 524671096 | N | N | Not Assigned | Accepted | 6/7/2018 8:49:38 AM
1777 | Sand | 308075-07-2 | 17026907 | N | N | Information | Accepted | 3/2/2007 8:42:05 AM
3308 | Sand/Substrate Habitat Type (%) |  |  | N | N | Information | Accepted | 5/14/2010 3:44:36 PM
5295 | Sandaracopimaric acid | 471-74-9 |  | N | N | Not Assigned | Accepted | 4/30/2015 9:53:57 AM
3310 | Sandy Substrate (Choice List) |  |  | N | Y | Information | Accepted | 5/14/2010 3:44:36 PM
3649 | Sarafloxacin | 98105-99-8 | 1735793 | N | N | Not Assigned | Accepted | 7/1/2011 4:36:13 PM
4630 | Saturation Index Aragonite |  |  | N | N | Physical | Accepted | 8/26/2013 8:42:18 AM
4631 | Saturation Index Calcite |  |  | N | N | Physical | Accepted | 8/26/2013 8:42:18 AM
4666 | Saturation Index Chalcedony |  |  | N | N | Physical | Accepted | 8/26/2013 8:42:18 AM
4632 | Saturation Index Dolomite |  |  | N | N | Physical | Accepted | 8/26/2013 8:42:18 AM
4633 | Saturation Index Gypsum |  |  | N | N | Physical | Accepted | 8/26/2013 8:42:18 AM
4634 | Saturation Index Opal |  |  | N | N | Physical | Accepted | 8/26/2013 8:42:18 AM
4635 | Saturation Index Quartz |  |  | N | N | Physical | Accepted | 8/26/2013 8:42:18 AM
1778 | Saxitoxin | 35523-89-8 | 963009 | N | N | Not Assigned | Accepted | 7/22/2014 12:00:00 AM
1779 | Scandium | 7440-20-2 | 149823 | N | N | Inorganics, Minor, Metals | Accepted | 7/22/2014 12:00:00 AM
3179 | Scandium-46 | 13967-63-0 | 776120 | Y | N | Radiochemical | Accepted | 3/25/2010 9:08:29 AM
2733 | Sea waves severity (choice list) |  | 1646470 | N | Y | Information | Accepted | 3/2/2007 8:42:05 AM
5066 | Seagrass coverage |  |  | N | N | Information | Accepted | 3/9/2015 12:37:24 PM
5067 | Seagrass height |  |  | N | N | Not Assigned | Accepted | 3/9/2015 12:37:24 PM
2031 | sec-Butylamine | 13952-84-6 | 192641 | Y | N | Organics, Pesticide | Accepted | 3/2/2007 8:42:05 AM
1781 | sec-Butylbenzene | 135-98-8 | 36574 | Y | N | Organics, Other | Accepted | 3/2/2007 8:42:06 AM
1780 | Secbumeton | 26259-45-0 | 237990 | N | N | Organics, Pesticide | Accepted | 7/22/2014 12:00:00 AM
3836 | Secbutabarbital | 125-40-6 | 1736624 | N | N | Organics, Other | Accepted | 7/22/2014 12:00:00 AM
4024 | Secchi Reading Condition (choice list) |  | 1646140 | N | Y | Physical | Accepted | 3/28/2013 8:42:18 AM
3450 | Secchi, Horizontal Distance |  |  | N | N | Physical | Accepted | 3/17/2016 3:32:51 PM
3903 | Seconal | 76-73-3 | 1736730 | N | N | Organics, Other | Accepted | 7/22/2014 12:00:00 AM
5558 | Second PCB total for IADN |  |  | N | N | Not Assigned | Accepted | 12/21/2015 3:01:39 PM
5556 | Second Suite of PCBs in air from Hoff, 1999 |  |  | N | N | Not Assigned | Accepted | 12/21/2015 3:01:39 PM
1782 | Secondary productivity |  | 1646512 | N | N | Physical | Accepted | 3/2/2007 8:42:06 AM
4948 | Sedaxane | 874967-67-6 |  | N | N | Not Assigned | Accepted | 9/3/2014 12:00:00 AM
3724 | Sediment |  |  | N | N | Not Assigned | Accepted | 9/10/2014 12:00:00 AM
6644 | Sediment (choice list) |  |  | N | Y | Not Assigned | Accepted | 7/7/2017 7:50:29 AM
2976 | Sediment core |  |  | N | N | Not Assigned | Accepted | 6/27/2016 2:50:00 PM
3002 | Sediment core sample collected (Y/N) (choice list) |  |  | N | Y | Not Assigned | Accepted | 4/11/2017 3:29:52 PM
5656 | Sediment Deposition |  |  | N | N | Not Assigned | Accepted | 8/25/2016 1:07:52 PM
5570 | Sediment Depth |  |  | N | N | Not Assigned | Accepted | 12/21/2015 3:01:39 PM
5407 | Sediment Oxygen Demand |  |  | N | N | Not Assigned | Accepted | 12/1/2015 10:32:35 AM
2999 | Sediment sample from a reference point |  |  | N | N | Not Assigned | Accepted | 6/27/2016 2:50:00 PM
2734 | Sediment, inorganic, classification (choice list) |  | 52457272 | N | Y | Sediment | Accepted | 3/2/2007 8:42:06 AM
2735 | Sediment, organic, classification (choice list) |  | 52457280 | N | Y | Sediment | Accepted | 3/2/2007 8:42:06 AM
3474 | Sediment/ Substrate Odors (choice list) |  |  | N | Y | Sediment | Accepted | 8/24/2010 6:40:16 PM
6461 | Selenate | 14124-68-6 | 96889 | N | N | Not Assigned | Accepted | 4/14/2017 8:10:43 AM
6460 | Selenite | 14124-67-5 | 96890 | N | N | Not Assigned | Accepted | 4/14/2017 8:10:40 AM
1783 | Selenium | 7782-49-2 | 154310 | Y | N | Inorganics, Minor, Non-metals | Accepted | 3/2/2007 8:42:06 AM
6220 | Selenium Dry Weight | 7782-49-2 | 154310 | Y | N | Not Assigned | Accepted | 1/23/2017 1:00:25 PM
1784 | Selenium-75 | 14265-71-5 | 776450 | N | N | Radiochemical | Accepted | 3/2/2007 8:42:06 AM
6463 | Selenocyanate | 5749-48-4 |  | N | N | Not Assigned | Accepted | 4/14/2017 8:10:43 AM
6462 | Selenomethionine | 1464-42-2 | 96845 | N | N | Not Assigned | Accepted | 4/14/2017 8:10:43 AM
6707 | Senecionine | 130-01-8 | 1714526 | N | N | Organics, Other | Accepted | 8/22/2017 12:05:49 PM
6706 | Senecionine N-oxide | 13268-67-2 |  | N | N | Organics, Other | Accepted | 8/22/2017 12:05:49 PM
6709 | Seneciphylline | 480-81-9 | 17002882 | N | N | Organics, Other | Accepted | 8/22/2017 12:05:49 PM
6708 | Seneciphylline N-oxide | 38710-26-8 |  | N | N | Organics, Other | Accepted | 8/22/2017 12:05:49 PM
2736 | Serratia |  | 52451853 | N | N | Microbiological | Accepted | 7/22/2014 12:00:00 AM
2737 | Sertraline | 79617-96-2 | 17164104 | Y | N | Organics, Other | Accepted | 3/2/2007 8:42:06 AM
1785 | Seston |  | 52457322 | N | N | Biological | Accepted | 7/22/2014 12:00:00 AM
2738 | Sethoxydim | 74051-80-2 | 581959 | Y | N | Organics, Pesticide | Accepted | 3/2/2007 8:42:06 AM
1787 | Settleable solids |  | 1642842 | N | N | Physical | Accepted | 3/2/2007 8:42:06 AM
6640 | Sewage algae present (choice list) |  |  | N | Y | Not Assigned | Accepted | 7/5/2017 11:22:41 AM
2739 | Sex (choice list) |  | 1646553 | N | Y | Biological | Accepted | 3/2/2007 8:42:06 AM
3390 | Shade, Left |  |  | N | N | Information | Accepted | 6/8/2010 9:44:20 AM
3391 | Shade, Right |  |  | N | N | Information | Accepted | 6/8/2010 9:44:20 AM
2836 | Shannon & Wiener Macroinvert Taxonomic Diversity Index |  | 17164286 | N | N | Physical | Accepted | 10/17/2012 8:42:06 AM
5345 | Shoot weight |  |  | N | N | Physical | Accepted | 7/24/2015 12:15:52 PM
5664 | Shore Type - Aggrading Bank |  |  | N | N | Not Assigned | Accepted | 9/1/2016 3:31:23 PM
5665 | Shore Type - Eroding Bank |  |  | N | N | Physical | Accepted | 9/1/2016 3:31:23 PM
5668 | Shore Type - Other |  |  | N | N | Physical | Accepted | 9/1/2016 3:31:23 PM
5667 | Shore Type - Other revetment |  |  | N | N | Not Assigned | Accepted | 9/1/2016 3:31:23 PM
5666 | Shore Type - Riprap |  |  | N | N | Not Assigned | Accepted | 9/1/2016 3:31:23 PM
5663 | Shore Type - Stable Bank |  |  | N | N | Physical | Accepted | 9/1/2016 3:31:23 PM
7406 | Side Channel (Y/N) (choice list) |  |  | N | Y | Not Assigned | Accepted | 10/4/2018 11:02:55 AM
1788 | Siduron | 1982-49-6 | 95109 | N | N | Organics, Pesticide | Accepted | 7/22/2014 12:00:00 AM
3052 | Significant(choice list) |  |  | N | Y | Physical | Accepted | 7/3/2008 12:42:44 PM
6981 | Silane, methoxytrimethyl- | 1825-61-2 | 93021 | N | N | Not Assigned | Accepted | 2/28/2018 11:37:50 AM
7306 | Silanol, dimethyl(1,1,2-trimethylpropyl)- | 55644-10-5 |  | N | N | Not Assigned | Accepted | 10/3/2018 1:49:16 PM
3654 | Silanol, trimethyl- | 1066-40-6 | 76984 | Y | N | Not Assigned | Accepted | 7/26/2011 3:45:50 PM
3904 | Sildenafil | 139755-83-2 | 1736732 | N | N | Organics, Other | Accepted | 7/22/2014 12:00:00 AM
1789 | Silica | 7631-86-9 | 151977 | N | N | Inorganics, Major, Non-metals | Accepted | 7/22/2014 12:00:00 AM
4456 | Silica gel treated n-hexane extractable material |  | 749655 | N | N | Not Assigned | Accepted | 3/20/2015 1:29:32 PM
1790 | Silicate | 12627-13-3 | 962233 | N | N | Not Assigned | Accepted | 7/22/2014 12:00:00 AM
2740 | Silicate/dissolved inorganic nitrogen ratio |  | 17294828 | N | N | Stable Isotopes | Accepted | 3/2/2007 8:42:07 AM
1791 | Silicon | 7440-21-3 | 149831 | N | N | Inorganics, Major, Non-metals | Accepted | 7/22/2014 12:00:00 AM
1792 | Silt |  | 52456985 | N | N | Physical | Accepted | 3/2/2007 8:42:07 AM
1793 | Silver | 7440-22-4 | 149849 | Y | N | Inorganics, Minor, Metals | Accepted | 3/2/2007 8:42:07 AM
3189 | Silver-108 | 14391-65-2 | 52458478 | Y | N | Radiochemical | Accepted | 3/25/2010 9:08:30 AM
1794 | Silver-110 | 14391-76-5 | 776666 | N | N | Radiochemical | Accepted | 7/22/2014 12:00:00 AM
1795 | Silvex | 93-72-1 | 15057 | N | N | Organics, Pesticide | Accepted | 7/22/2014 12:00:00 AM
1796 | Silvex isooctyl ester | 32534-95-5 | 262402 | N | N | Organics, Pesticide | Accepted | 3/2/2007 8:42:07 AM
1797 | Simazine | 122-34-9 | 32219 | N | N | Organics, Pesticide | Accepted | 7/22/2014 12:00:00 AM
7733 | Simazine (diethyl-D10) |  |  | N | N | Not Assigned | Accepted | 2/11/2019 5:44:42 PM
7285 | Simazine-d10 | 220621-39-6 |  | N | N | Not Assigned | Accepted | 9/10/2018 8:44:33 AM
1798 | Simetone | 673-04-1 | 961250 | N | N | Organics, Pesticide | Accepted | 3/2/2007 8:42:07 AM
1799 | Simetryn | 1014-70-6 | 961342 | Y | N | Organics, Pesticide | Accepted | 3/2/2007 8:42:07 AM
2838 | Simpson Taxonomic Diversity Index |  | 17164302 | N | N | Physical | Accepted | 3/2/2007 8:42:07 AM
1800 | Simultaneously extracted metals |  | 967323 | Y | N | Stable Isotopes | Accepted | 3/2/2007 8:42:08 AM
3428 | Simultaneously extracted metals minus AVS |  |  | N | N | Not Assigned | Accepted | 3/22/2016 3:12:49 PM
1801 | Simultaneously extracted metals/acid volatile sulfides |  | 967315 | N | N | Stable Isotopes | Accepted | 3/2/2007 8:42:08 AM
3211 | Simultaneously extracted metals/acid volatile sulfides (Metals ESB based on Final Chron. Value for AVS (fOC)) |  |  | N | N | Not Assigned | Accepted | 5/4/2016 1:18:53 PM
3949 | Simvastatin | 79902-63-9 | 1735773 | N | N | Organics, Other | Accepted | 7/22/2014 12:00:00 AM
5054 | Sitagliptin | 486460-32-6 |  | N | N | Not Assigned | Accepted | 2/2/2015 9:09:47 AM
5627 | Sky Code (CA SWAMP) (choice list) |  |  | N | Y | Not Assigned | Accepted | 3/16/2016 1:11:30 PM
3304 | Slow Riffle |  |  | N | N | Information | Accepted | 5/14/2010 3:44:35 PM
2743 | Sludge, substrate rock/bank cover - severity (choice list) |  | 17294760 | N | Y | Information | Accepted | 3/2/2007 8:42:08 AM
5696 | Small trees (choice list) |  |  | N | Y | Not Assigned | Accepted | 4/11/2017 12:00:00 AM
5716 | Snag surf (choice list) |  |  | N | Y | Physical | Accepted | 4/11/2017 12:00:00 AM
5715 | Snag_diam |  |  | N | N | Physical | Accepted | 9/1/2016 3:31:25 PM
5714 | Snag_dist |  |  | N | N | Physical | Accepted | 9/1/2016 3:31:25 PM
5713 | Snag_dpth |  |  | N | N | Physical | Accepted | 9/1/2016 3:31:25 PM
5712 | Snag_loca |  |  | N | N | Not Assigned | Accepted | 9/1/2016 3:31:25 PM
5633 | Snow Cover Present (Y/N) (choice list) |  |  | N | Y | Not Assigned | Accepted | 6/2/2016 2:02:37 PM
1802 | Sodium | 7440-23-5 | 149856 | Y | N | Inorganics, Major, Metals | Accepted | 3/2/2007 8:42:08 AM
1803 | Sodium adsorption ratio [(Na)/(sq root of 1/2 Ca + Mg)] |  | 1640523 | N | N | Physical | Accepted | 3/2/2007 8:42:08 AM
2113 | Sodium arsenite | 7784-46-5 | 155101 | N | N | Not Assigned | Accepted | 9/23/2016 8:46:21 AM
2817 | Sodium C14-16-alkane hydroxy and C14-16-olefin sulfonates | 68439-57-6 | 431387 | Y | N | Not Assigned | Accepted | 3/2/2007 8:42:08 AM
2264 | Sodium cacodylate | 124-65-2 | 33621 | Y | N | Organics, Pesticide | Accepted | 3/2/2007 8:42:08 AM
1804 | Sodium carbonate | 497-19-8 | 48017 | N | N | Organics, Other | Accepted | 3/2/2007 8:42:08 AM
1805 | Sodium chlorate | 7775-09-9 | 153767 | N | N | Not Assigned | Accepted | 7/22/2014 12:00:00 AM
1806 | Sodium chloride | 7647-14-5 | 152256 | N | N | Not Assigned | Accepted | 3/2/2007 8:42:08 AM
1807 | Sodium chromate(VI) | 7775-11-3 | 153775 | N | N | Not Assigned | Accepted | 3/2/2007 8:42:08 AM
5133 | Sodium cyanide | 143-33-9 | 39305 | N | N | Not Assigned | Accepted | 4/1/2015 3:21:13 PM
1808 | Sodium dichromate | 10588-01-9 | 172593 | N | N | Not Assigned | Accepted | 3/2/2007 8:42:08 AM
1809 | Sodium dimethyldithiocarbamate | 128-04-1 | 34462 | N | N | Organics, Pesticide | Accepted | 3/2/2007 8:42:08 AM
1682 | Sodium fluoride | 7681-49-4 | 152504 | N | N | Not Assigned | Accepted | 9/23/2016 9:21:00 AM
5132 | Sodium fluoroacetate | 62-74-8 | 3699 | N | N | Not Assigned | Accepted | 4/1/2015 3:21:13 PM
2745 | Sodium glycolate | 2836-32-0 | 107912 | Y | N | Organics, Pesticide | Accepted | 3/2/2007 8:42:08 AM
7112 | Sodium ion | 17341-25-2 | 524670197 | N | N | Not Assigned | Accepted | 6/7/2018 8:49:38 AM
1810 | Sodium methyldithiocarbamate | 137-42-8 | 36970 | N | N | Organics, Pesticide | Accepted | 3/2/2007 8:42:08 AM
2746 | Sodium N-lauroylsarcosinate | 137-16-6 | 36871 | Y | N | Not Assigned | Accepted | 3/2/2007 8:42:09 AM
1811 | Sodium nitrite | 7632-00-0 | 152058 | Y | N | Nutrient | Accepted | 3/2/2007 8:42:08 AM
1812 | Sodium pentachlorophenate | 131-52-2 | 35394 | N | N | Organics, Pesticide | Accepted | 3/2/2007 8:42:09 AM
1813 | Sodium plus potassium |  | 967331 | Y | N | Inorganics, Major, Metals | Accepted | 3/2/2007 8:42:09 AM
2748 | Sodium sulfate | 7757-82-6 | 153320 | Y | N | Not Assigned | Accepted | 3/2/2007 8:42:09 AM
5002 | Sodium, Percent Total Cations |  |  | N | N | Not Assigned | Accepted | 12/17/2014 7:57:13 AM
1814 | Sodium-22 | 13966-32-0 | 192716 | N | N | Radiochemical | Accepted | 3/2/2007 8:42:09 AM
3186 | Sodium-24 | 13982-04-2 | 52457538 | Y | N | Radiochemical | Accepted | 3/25/2010 9:08:30 AM
7405 | Soft/Small Sediment Present (Y/N) (choice list) |  |  | N | Y | Not Assigned | Accepted | 10/4/2018 11:02:55 AM
7121 | Soil index, coefficient of haze (COH) |  | 524671336 | N | N | Not Assigned | Accepted | 6/7/2018 8:49:38 AM
4653 | Soil Water |  |  | N | N | Not Assigned | Accepted | 7/22/2014 12:00:00 AM
2749 | Solar irradiation, global |  | 1646678 | N | N | Physical | Accepted | 3/2/2007 8:42:09 AM
2750 | Solar irradiation, local |  | 1646686 | N | N | Physical | Accepted | 3/2/2007 8:42:09 AM
2753 | Soluble Reactive Phosphorus (SRP) |  |  | Y | N | Nutrient | Accepted | 3/2/2007 8:42:09 AM
5400 | Solvents |  | 17135989 | N | N | Not Assigned | Accepted | 9/28/2015 8:22:35 AM
2754 | Sorbitol | 50-70-4 | 1172 | Y | N | Physical | Accepted | 3/2/2007 8:42:09 AM
5404 | Sorbitol-fermenting Bifidobacteria |  |  | N | N | Not Assigned | Accepted | 10/21/2015 3:08:42 PM
3905 | Sotalol | 3930-20-9 | 1736936 | N | N | Organics, Other | Accepted | 7/22/2014 12:00:00 AM
5574 | SPAR |  |  | N | N | Not Assigned | Accepted | 12/21/2015 3:01:39 PM
2755 | Species Rank |  | 17164468 | N | N | Physical | Accepted | 3/2/2007 8:42:09 AM
2756 | Species Relative Density |  | 17164443 | N | N | Not Assigned | Accepted | 3/2/2007 8:42:09 AM
1815 | Specific conductance |  | 1646694 | N | N | Physical | Accepted | 3/2/2007 8:42:09 AM
4674 | Specific Conductance, Calculated/Measured Ratio |  |  | N | N | Stable Isotopes | Accepted | 8/26/2013 8:42:18 AM
2757 | Specific drawdown capacity |  | 1646702 | N | N | Physical | Accepted | 3/2/2007 8:42:09 AM
2758 | Specific gravity |  | 1646710 | N | N | Physical | Accepted | 3/2/2007 8:42:09 AM
3999 | Specific UV Absorbance at 254 nm |  | 1735497 | N | N | Physical | Accepted | 2/19/2013 12:00:00 AM
4000 | Specific UV Absorbance at 254 nm, corrected for Fe |  | 1735497 | N | N | Physical | Accepted | 2/19/2013 12:00:00 AM
3599 | Spike Recovery |  |  | N | N | Physical | Accepted | 8/26/2015 11:38:49 AM
2760 | Spinacene | 7683-64-9 | 152579 | Y | N | Not Assigned | Accepted | 1/7/2013 8:39:56 AM
2759 | Spirillum |  | 1852524 | N | N | Microbiological | Accepted | 3/2/2007 8:42:10 AM
6480 | Split Count |  |  | N | N | Not Assigned | Accepted | 4/19/2017 6:42:01 AM
2412 | Squalene | 111-02-4 | 27177 | N | N | Not Assigned | Accepted | 9/2/2016 11:07:35 AM
6660 | Stannanediylium, dibutyl- | 14488-53-0 | 1736768 | Y | N | Not Assigned | Accepted | 7/10/2017 1:25:01 PM
3214 | Stannanetriylium, butyl- | 78763-54-9 | 963736 | Y | N | Organics, Other | Accepted | 3/25/2010 9:08:31 AM
2761 | Staphylococcus |  | 763870 | N | N | Microbiological | Accepted | 3/2/2007 8:42:10 AM
2762 | Staphylococcus aureus | 68583-38-0 | 457952 | N | N | Microbiological | Accepted | 3/2/2007 8:42:10 AM
5135 | Starlicide |  |  | N | N | Not Assigned | Accepted | 4/1/2015 3:21:13 PM
1816 | Stearic acid | 57-11-4 | 2436 | N | N | Organics, Other | Accepted | 3/2/2007 8:42:10 AM
1474 | Stearonitrile | 638-65-3 | 66142 | N | N | Not Assigned | Accepted | 3/2/2007 8:42:10 AM
2763 | Stendomycin salicylate | 62536-49-6 | 17294323 | Y | N | Not Assigned | Accepted | 3/2/2007 8:42:10 AM
2765 | Stigmastan-3.beta.-ol | 19466-47-8 | 17148255 | Y | N | Organics, Other | Accepted | 3/2/2007 8:42:10 AM
4235 | Storage transaction date |  |  | N | N | Physical | Accepted | 5/30/2013 8:42:18 AM
3448 | Straight run wide cut kerosene (petroleum) | 92045-37-9 | 5244785 | Y | N | Physical | Accepted | 8/3/2010 9:32:14 AM
6632 | Stream Bank Type, Left Bank |  |  | N | N | Not Assigned | Accepted | 7/5/2017 11:22:41 AM
6633 | Stream Bank Type, Right Bank |  |  | N | N | Not Assigned | Accepted | 7/5/2017 11:22:41 AM
5340 | Stream bankfull width |  |  | N | N | Physical | Accepted | 6/9/2015 3:52:22 PM
3398 | Stream Bed Color (choice list) |  |  | N | Y | Information | Accepted | 8/24/2010 5:24:43 PM
2766 | Stream condition (text) |  | 1648344 | N | N | Physical | Accepted | 3/2/2007 8:42:10 AM
3500 | Stream Cross-Sectional Area |  |  | N | N | Information | Accepted | 11/29/2010 4:53:48 PM
5632 | Stream depth (choice list) |  |  | N | Y | Physical | Accepted | 6/2/2016 2:02:37 PM
3102 | Stream Order |  |  | N | N | Information | Accepted | 9/10/2011 5:23:35 PM
2767 | Stream physical appearance (choice list) |  | 1646785 | N | Y | Physical | Accepted | 3/2/2007 8:42:10 AM
2768 | Stream Physical Appearance, Minnesota (choice list) |  | 1646785 | N | Y | Physical | Accepted | 3/2/2007 8:42:10 AM
7203 | Stream Reach Average - Canopy Cover % (Densiometer) |  |  | N | N | Not Assigned | Accepted | 8/1/2018 2:06:49 PM
2769 | Stream recreational suitability (choice list) |  | 1648351 | N | Y | Physical | Accepted | 3/2/2007 8:42:10 AM
2770 | Stream stage |  | 1645514 | N | N | Physical | Accepted | 3/2/2007 8:42:10 AM
3403 | Stream Unit Type (choice list) |  |  | N | Y | Information | Accepted | 8/24/2010 6:27:55 PM
5643 | Stream velocity (choice list) |  |  | N | Y | Physical | Accepted | 7/21/2016 2:17:53 PM
5339 | Stream wetted width |  |  | N | N | Physical | Accepted | 6/9/2015 3:52:21 PM
5631 | Stream width (choice list) |  |  | N | Y | Physical | Accepted | 6/2/2016 2:02:36 PM
2771 | Stream width measure |  | 1645241 | N | N | Physical | Accepted | 3/2/2007 8:42:10 AM
2772 | Streptococcus |  | 1852532 | N | N | Microbiological | Accepted | 3/2/2007 8:42:10 AM
2773 | Streptomycin | 57-92-1 | 2725 | Y | N | Not Assigned | Accepted | 3/2/2007 8:42:10 AM
2774 | Streptomycin nitrate | 3688-73-1 | 17124298 | Y | N | Not Assigned | Accepted | 3/2/2007 8:42:10 AM
2775 | Streptomycin sulfate | 3810-74-0 | 119347 | Y | N | Not Assigned | Accepted | 3/2/2007 8:42:11 AM
1817 | Streptozotocin | 18883-66-4 | 213348 | N | N | Not Assigned | Accepted | 3/2/2007 8:42:11 AM
1818 | Strobane | 8001-50-1 | 650473 | N | N | Organics, Pesticide | Accepted | 3/2/2007 8:42:11 AM
1819 | Strong acids |  | 1646793 | N | N | Physical | Accepted | 7/22/2014 12:00:00 AM
1820 | Strontium | 7440-24-6 | 149864 | N | N | Inorganics, Minor, Metals | Accepted | 7/22/2014 12:00:00 AM
3180 | Strontium-85 | 13967-73-2 | 776153 | Y | N | Radiochemical | Accepted | 3/25/2010 9:08:29 AM
2776 | Strontium-87/Strontium-86, ratio |  | 17148297 | Y | N | Stable Isotopes | Accepted | 3/2/2007 8:42:11 AM
1821 | Strontium-89 | 14158-27-1 | 650606 | N | N | Radiochemical | Accepted | 7/22/2014 12:00:00 AM
1822 | Strontium-90 | 10098-97-2 | 167601 | Y | N | Radiochemical | Accepted | 3/2/2007 8:42:11 AM
5588 | Strontium-91 | 14331-91-0 | 52458239 | Y | N | Not Assigned | Accepted | 12/23/2015 10:32:56 AM
1823 | Strontium-Yttrium-90, beta |  | 967349 | Y | N | Not Assigned | Accepted | 3/2/2007 8:42:11 AM
5124 | Strychnine | 57-24-9 | 2485 | N | N | Not Assigned | Accepted | 4/1/2015 3:21:13 PM
1824 | Styrene | 100-42-5 | 19414 | N | N | Organics, Other | Accepted | 7/22/2014 12:00:00 AM
1825 | Styrene oxide | 96-09-3 | 16584 | N | N | Not Assigned | Accepted | 3/2/2007 8:42:11 AM
3404 | Submerged Cover (%) |  |  | N | N | Information | Accepted | 6/29/2010 8:41:23 AM
3306 | Submerged Vegetation Habitat Type (%) |  |  | N | N | Information | Accepted | 5/14/2010 3:44:35 PM
6465 | Subsample_A |  |  | N | N | Not Assigned | Accepted | 4/14/2017 8:53:09 AM
6466 | Subsample_B |  |  | N | N | Not Assigned | Accepted | 4/14/2017 8:53:09 AM
5704 | Substrate (choice list) |  |  | N | Y | Not Assigned | Accepted | 4/10/2017 2:05:43 PM
2778 | Substrate - boulders |  | 1644731 | N | N | Information | Accepted | 3/2/2007 8:42:11 AM
2779 | Substrate - boulders, large |  | 1644749 | N | N | Information | Accepted | 3/2/2007 8:42:11 AM
2780 | Substrate - boulders, medium |  | 1644756 | N | N | Information | Accepted | 3/2/2007 8:42:11 AM
2781 | Substrate - boulders, small |  | 1644764 | N | N | Information | Accepted | 3/2/2007 8:42:11 AM
2782 | Substrate - clay |  | 1645209 | N | N | Physical | Accepted | 4/1/2013 1:00:00 AM
2784 | Substrate - clay/fine partic. org. matt. |  | 1645217 | N | N | Information | Accepted | 3/2/2007 8:42:12 AM
2785 | Substrate - claypan soil |  | 1645225 | N | N | Information | Accepted | 3/2/2007 8:42:12 AM
2786 | Substrate - cobbles |  | 1644921 | N | N | Information | Accepted | 3/2/2007 8:42:12 AM
2787 | Substrate - cobbles, large |  | 1644939 | N | N | Information | Accepted | 3/2/2007 8:42:12 AM
2788 | Substrate - cobbles, medium |  | 1644947 | N | N | Information | Accepted | 3/2/2007 8:42:12 AM
2789 | Substrate - cobbles, small |  | 1644954 | N | N | Information | Accepted | 3/2/2007 8:42:12 AM
2790 | Substrate - detritus - coarse particulate |  | 1646041 | N | N | Information | Accepted | 3/2/2007 8:42:12 AM
5428 | Substrate - fines |  |  | N | N | Not Assigned | Accepted | 12/10/2015 11:42:06 AM
2791 | Substrate - grain size |  | 17164427 | N | N | Physical | Accepted | 3/2/2007 8:42:12 AM
2792 | Substrate - gravel |  | 1645076 | N | N | Information | Accepted | 3/2/2007 8:42:13 AM
2793 | Substrate - gravel, coarse |  | 1645084 | N | N | Information | Accepted | 3/2/2007 8:42:13 AM
2794 | Substrate - gravel, fine |  | 1645092 | N | N | Information | Accepted | 3/2/2007 8:42:13 AM
2795 | Substrate - gravel, medium |  | 1645100 | N | N | Information | Accepted | 3/2/2007 8:42:13 AM
2796 | Substrate - gravel, very coarse |  | 1645118 | N | N | Information | Accepted | 3/2/2007 8:42:13 AM
2797 | Substrate - gravel, very fine |  | 1645126 | N | N | Information | Accepted | 3/2/2007 8:42:13 AM
2798 | Substrate - miscellaneous other |  | 1646801 | N | N | Information | Accepted | 3/2/2007 8:42:13 AM
2799 | Substrate - sand |  | 1644996 | N | N | Information | Accepted | 3/2/2007 8:42:13 AM
2800 | Substrate - sand, coarse |  | 1645001 | N | N | Information | Accepted | 3/2/2007 8:42:13 AM
2801 | Substrate - sand, fine |  | 1645019 | N | N | Information | Accepted | 3/2/2007 8:42:13 AM
2802 | Substrate - sand, medium |  | 1645027 | N | N | Information | Accepted | 3/2/2007 8:42:13 AM
2803 | Substrate - sand, very coarse |  | 1645035 | N | N | Information | Accepted | 3/2/2007 8:42:13 AM
2804 | Substrate - sand, very fine |  | 1645043 | N | N | Information | Accepted | 3/2/2007 8:42:13 AM
2805 | Substrate - sediment thickness |  | 17164435 | N | N | Sediment | Accepted | 3/2/2007 8:42:13 AM
2806 | Substrate - silt |  | 1645142 | N | N | Information | Accepted | 3/2/2007 8:42:13 AM
2807 | Substrate - silt, coarse |  | 1645159 | N | N | Information | Accepted | 3/2/2007 8:42:13 AM
2808 | Substrate - silt, fine |  | 1645167 | N | N | Information | Accepted | 3/2/2007 8:42:13 AM
2809 | Substrate - silt, medium |  | 1645175 | N | N | Information | Accepted | 3/2/2007 8:42:14 AM
2810 | Substrate - silt, very fine |  | 1645183 | N | N | Information | Accepted | 3/2/2007 8:42:14 AM
2811 | Substrate - silt/clay mix |  | 1645191 | N | N | Physical | Accepted | 3/2/2007 8:42:14 AM
2812 | Substrate - submerged logs |  | 1646819 | N | N | Information | Accepted | 3/2/2007 8:42:14 AM
2813 | Substrate - submerged vegetation |  | 1645936 | N | N | Information | Accepted | 3/2/2007 8:42:14 AM
6720 | Substrate Description (text) |  |  | N | N | Not Assigned | Accepted | 9/5/2017 10:48:22 AM
4641 | Substrate Dominant, Channel (choice list) |  |  | N | Y | Information | Accepted | 8/26/2013 8:42:18 AM
4642 | Substrate Dominant, Transect (choice list) |  |  | N | Y | Information | Accepted | 8/26/2013 8:42:18 AM
4643 | Substrate Subdominant, Transect (choice list) |  |  | N | Y | Information | Accepted | 8/26/2013 8:42:18 AM
5336 | Substrate Type (choice list) |  |  | N | Y | Not Assigned | Accepted | 6/4/2015 11:54:43 AM
2783 | Substrate, clay, medium |  | 1645209 | N | N | Information | Accepted | 4/1/2013 1:00:00 AM
2777 | Substrate-bedrock |  | 1644780 | N | N | Information | Accepted | 3/2/2007 8:42:14 AM
3471 | Subsystem classification stream type (choice list) |  |  | N | Y | Information | Accepted | 8/24/2010 6:32:02 PM
4008 | Sucralose | 56038-13-2 | 1735487 | N | N | Not Assigned | Accepted | 7/22/2014 12:00:00 AM
1826 | Sucrose | 57-50-1 | 2568 | N | N | Not Assigned | Accepted | 3/2/2007 8:42:14 AM
5557 | Suite of PCBs for IADN |  |  | N | N | Not Assigned | Accepted | 12/21/2015 3:01:39 PM
5559 | Suite of PCBs from Ind. Univ. |  |  | N | N | Not Assigned | Accepted | 12/21/2015 3:01:39 PM
5555 | Suite of PCBs in air from Hoff, 1999 |  |  | N | N | Not Assigned | Accepted | 12/21/2015 3:01:39 PM
3650 | Sulfachloropyridazine | 80-32-0 | 1735777 | N | N | Organics, Other | Accepted | 7/1/2011 4:36:13 PM
3571 | Sulfadimethoxine | 122-11-2 | 1714474 | N | N | Organics, Pesticide | Accepted | 7/22/2014 12:00:00 AM
5154 | Sulfallate | 95-06-7 | 15867 | N | N | Not Assigned | Accepted | 4/14/2015 3:35:03 PM
3572 | Sulfamerazine | 127-79-7 | 34405 | N | N | Organics, Other | Accepted | 7/22/2014 12:00:00 AM
3573 | Sulfamethazine | 57-68-1 | 2667 | N | N | Organics, Pesticide | Accepted | 7/22/2014 12:00:00 AM
4749 | Sulfamethazine-13C6 | 77643-91-5 | 1735767 | N | N | Not Assigned | Accepted | 3/24/2014 9:00:00 AM
4533 | Sulfamethizole | 144-82-1 | 39487 | N | N | Not Assigned | Accepted | 7/10/2013 11:19:06 AM
2814 | Sulfamethoxazole | 723-46-6 | 68866 | Y | N | Organics, Other | Accepted | 3/2/2007 8:42:14 AM
3828 | Sulfamethoxazole-13C6 | 1196157-90-0 | 1736812 | N | N | Organics, Other | Accepted | 7/22/2014 12:00:00 AM
4522 | Sulfanilamide | 63-74-1 | 3764 | N | N | Not Assigned | Accepted | 7/10/2013 11:19:06 AM
3574 | Sulfaquinoxaline | 59-40-5 | 3079 | N | N | Organics, Pesticide | Accepted | 7/22/2014 12:00:00 AM
3155 | sulfatase (corrected for carbon content) |  |  | N | N | Not Assigned | Accepted | 11/24/2009 6:40:38 PM
1827 | Sulfate | 14808-79-8 | 197301 | Y | N | Inorganics, Major, Non-metals | Accepted | 3/2/2007 8:42:14 AM
2815 | Sulfathiazole | 72-14-0 | 4846 | Y | N | Organics, Other | Accepted | 3/2/2007 8:42:14 AM
7122 | Sulfation rate |  | 524671401 | N | N | Not Assigned | Accepted | 6/7/2018 8:49:38 AM
4605 | Sulfentrazone | 122836-35-5 | 622704 | N | N | Organics, Pesticide | Accepted | 8/1/2013 11:19:06 AM
1828 | Sulfide | 18496-25-8 | 212290 | N | N | Inorganics, Major, Non-metals | Accepted | 7/22/2014 12:00:00 AM
1829 | Sulfite | 14265-45-3 | 194472 | N | N | Not Assigned | Accepted | 7/22/2014 12:00:00 AM
3620 | Sulfometuron methyl | 74222-97-2 | 582718 | N | N | Organics, Pesticide | Accepted | 7/22/2014 12:00:00 AM
4606 | Sulfosulfuron | 141776-32-1 | 17131582 | N | N | Organics, Pesticide | Accepted | 8/1/2013 11:19:06 AM
1830 | Sulfotep | 3689-24-5 | 118141 | Y | N | Organics, Pesticide | Accepted | 3/2/2007 8:42:14 AM
1831 | Sulfur | 7704-34-9 | 152744 | N | N | Inorganics, Major, Non-metals | Accepted | 7/22/2014 12:00:00 AM
1832 | Sulfur dioxide | 7446-09-5 | 150367 | N | N | Not Assigned | Accepted | 7/22/2014 12:00:00 AM
3524 | Sulfur HCl Residue |  |  | N | N | Not Assigned | Accepted | 7/22/2014 12:00:00 AM
4686 | Sulfur hexafluoride | 2551-62-4 | 104364 | N | N | Not Assigned | Accepted | 9/17/2013 8:42:18 AM
3525 | Sulfur HNO3 Residue |  |  | N | N | Not Assigned | Accepted | 7/22/2014 12:00:00 AM
3526 | Sulfur Organic Residual Mod |  |  | N | N | Not Assigned | Accepted | 7/22/2014 12:00:00 AM
3528 | Sulfur Sulfate |  |  | N | N | Not Assigned | Accepted | 7/22/2014 12:00:00 AM
3530 | Sulfur Total |  |  | N | N | Not Assigned | Accepted | 3/25/2011 12:16:05 PM
4620 | Sulfur, organic |  |  | N | N | Not Assigned | Accepted | 8/26/2013 8:42:18 AM
2821 | Sulfur, pyritic |  |  | Y | N | Not Assigned | Accepted | 3/2/2007 8:42:15 AM
2823 | Sulfur-32 | 13981-57-2 | 962357 | Y | N | Not Assigned | Accepted | 3/2/2007 8:42:15 AM
2824 | Sulfur-34 | 13965-97-4 | 962324 | Y | N | Stable Isotopes | Accepted | 3/2/2007 8:42:15 AM
1833 | Sulfur-34/Sulfur-32 ratio |  | 967356 | N | N | Stable Isotopes | Accepted | 3/2/2007 8:42:15 AM
2228 | Sulfur-35 | 15117-53-0 | 198598 | N | N | Not Assigned | Accepted | 9/23/2016 8:36:35 AM
1681 | Sulfuric acid | 7664-93-9 | 152405 | N | N | Not Assigned | Accepted | 9/23/2016 9:21:00 AM
1834 | Sulprofos | 35400-43-2 | 269266 | Y | N | Organics, Pesticide | Accepted | 3/2/2007 8:42:15 AM
1835 | Sum of anions |  | 1646843 | Y | N | Physical | Accepted | 3/2/2007 8:42:15 AM
3356 | Sum of Base Cations |  |  | N | N | Physical | Accepted | 4/5/2016 9:12:02 AM
1836 | Sum of cations |  | 1646850 | Y | N | Physical | Accepted | 3/2/2007 8:42:15 AM
3906 | Sumatriptan | 103628-46-2 | 1736736 | N | N | Organics, Other | Accepted | 7/22/2014 12:00:00 AM
5609 | Sumatriptan succinate | 103628-48-4 |  | N | N | Not Assigned | Accepted | 1/11/2016 1:32:45 PM
2825 | Surface area |  | 1646868 | N | N | Physical | Accepted | 3/2/2007 8:42:15 AM
2826 | Surface tension |  | 1646884 | N | N | Physical | Accepted | 3/2/2007 8:42:15 AM
1837 | Surfactants, anionic |  | 52450962 | Y | N | Not Assigned | Accepted | 3/2/2007 8:42:15 AM
1838 | Surfactants, cationic |  | 52450970 | Y | N | Not Assigned | Accepted | 3/2/2007 8:42:15 AM
1839 | Surfactants, ionic mix (anionic + cationic) |  | 52450947 | Y | N | Not Assigned | Accepted | 3/2/2007 8:42:15 AM
1840 | Surfactants, nonionic mix |  | 52450954 | Y | N | Not Assigned | Accepted | 3/2/2007 8:42:15 AM
1841 | Surfactants, unspecified mix |  | 52450939 | Y | N | Not Assigned | Accepted | 3/2/2007 8:42:16 AM
3598 | Surrogate Recovery |  |  | N | N | Not Assigned | Accepted | 8/26/2015 11:38:50 AM
3053 | Survival |  |  | N | N | Physical | Accepted | 7/3/2008 12:42:44 PM
2827 | Suspended Sediment Concentration (SSC) |  | 17164666 | N | N | Not Assigned | Accepted | 3/2/2007 8:42:16 AM
2828 | Suspended Sediment Discharge |  | 17164591 | N | N | Sediment | Accepted | 3/2/2007 8:42:16 AM
1842 | Swep | 1918-18-9 | 748988 | N | N | Organics, Pesticide | Accepted | 7/22/2014 12:00:00 AM
1843 | Syringaldehyde | 134-96-3 | 36228 | N | N | Not Assigned | Accepted | 3/2/2007 8:42:16 AM
3672 | t-Stat |  |  | N | N | Not Assigned | Accepted | 9/20/2011 1:59:51 PM
4929 | Tadalafil | 171596-29-5 |  | N | N | Organics, Other | Accepted | 6/19/2014 12:00:00 AM
3411 | Tail Out Depth |  |  | N | N | Physical | Accepted | 6/29/2010 8:41:23 AM
2829 | Tamoxifen | 10540-29-1 | 1714335 | Y | N | Organics, Other | Accepted | 3/2/2007 8:42:16 AM
4786 | Tamoxifen-d5 | 157698-32-3 |  | N | N | Not Assigned | Accepted | 3/24/2014 9:00:00 AM
2830 | Tannic acid | 1401-55-4 | 86454 | Y | N | Not Assigned | Accepted | 3/2/2007 8:42:16 AM
1844 | Tannin and Lignin |  | 967364 | Y | N | Organics, Other | Accepted | 3/2/2007 8:42:16 AM
1845 | Tantalum | 7440-25-7 | 149872 | N | N | Inorganics, Minor, Metals | Accepted | 7/22/2014 12:00:00 AM
2831 | Tau-fluvalinate | 102851-06-9 | 964056 | Y | N | Organics, Pesticide | Accepted | 3/2/2007 8:42:16 AM
3197 | Taxa biovolume |  |  | N | N | Physical | Accepted | 5/9/2016 9:47:12 AM
5303 | Taxon Present (Y/N) (choice list) |  |  | N | Y | Physical | Accepted | 5/4/2015 7:44:16 AM
2837 | Taxonomic Diversity, Shannon-Weaver Index |  | 1641315 | N | N | Physical | Accepted | 3/2/2007 8:42:16 AM
6620 | Taxonomic Evenness |  | 17164336 | N | N | Physical | Accepted | 7/5/2017 10:44:19 AM
2841 | Taxonomic Redundancy |  | 17164294 | N | N | Physical | Accepted | 3/2/2007 8:42:17 AM
2842 | Taxonomic Richness |  | 17164344 | N | N | Physical | Accepted | 3/2/2007 8:42:17 AM
2843 | Taxonomic Richness, Ephemeroptera, Plecoptera, Tricoptera |  | 17164351 | N | N | Physical | Accepted | 3/2/2007 8:42:17 AM
3078 | Taxonomic unit, assigned |  |  | N | N | Physical | Accepted | 5/31/2016 10:10:45 AM
3004 | Tebuconazole | 107534-96-3 | 699223 | N | N | Organics, Pesticide | Accepted | 7/22/2014 12:00:00 AM
3490 | Tebufenozide | 112410-23-8 | 964239 | Y | N | Organics, Pesticide | Accepted | 11/29/2010 4:53:09 PM
3723 | Tebupirimphos oxon |  |  | Y | N | Not Assigned | Accepted | 9/10/2014 12:00:00 AM
1846 | Tebuthiuron | 34014-18-1 | 265652 | N | N | Organics, Pesticide | Accepted | 7/22/2014 12:00:00 AM
3005 | Technetium | 7440-26-8 | 17132747 | N | N | Stable Isotopes | Accepted | 1/9/2008 10:26:28 AM
1847 | Technetium-99 | 14133-76-7 | 650598 | N | N | Radiochemical | Accepted | 7/22/2014 12:00:00 AM
3544 | Tecnazene | 117-18-0 | 29736 | N | N | Organics, Pesticide | Accepted | 7/22/2014 12:00:00 AM
1848 | Tefluthrin | 79538-32-2 | 591271 | Y | N | Organics, Pesticide | Accepted | 3/2/2007 8:42:17 AM
3722 | Tefluthrin acid benzyl ester |  |  | Y | N | Not Assigned | Accepted | 9/10/2014 12:00:00 AM
3688 | Tefluthrin acid pentafluorobenzyl ester |  |  | Y | N | Not Assigned | Accepted | 9/10/2014 12:00:00 AM
1849 | Tellurium | 13494-80-9 | 187799 | N | N | Inorganics, Minor, Non-metals | Accepted | 7/22/2014 12:00:00 AM
5589 | Tellurium-132 | 14234-28-7 | 776427 | N | N | Not Assigned | Accepted | 12/23/2015 10:32:56 AM
3575 | Temazepam | 846-50-4 | 17000845 | N | N | Organics, Other | Accepted | 7/22/2014 12:00:00 AM
5055 | Temazepam-d5 | 136765-51-0 |  | N | N | Not Assigned | Accepted | 2/2/2015 9:09:47 AM
3621 | Tembotrione | 335104-84-2 | 1730115 | N | N | Not Assigned | Accepted | 7/1/2011 4:35:28 PM
1850 | Temephos | 3383-96-8 | 115162 | N | N | Organics, Pesticide | Accepted | 3/2/2007 8:42:17 AM
2993 | Temperature difference |  | 524671443 | N | N | Physical | Accepted | 1/9/2008 10:25:40 AM
2844 | Temperature, air |  | 1645712 | N | N | Physical | Accepted | 3/2/2007 8:42:17 AM
4511 | Temperature, dew point air |  |  | N | N | Physical | Accepted | 6/17/2013 2:19:05 PM
4512 | Temperature, hyporheic |  |  | N | N | Physical | Accepted | 6/17/2013 2:19:05 PM
2845 | Temperature, sample |  | 1645704 | N | N | Physical | Accepted | 3/2/2007 8:42:17 AM
2846 | Temperature, sediment |  | 1645837 | N | N | Sediment | Accepted | 3/2/2007 8:42:17 AM
2847 | Temperature, soil |  | 1645845 | N | N | Physical | Accepted | 3/2/2007 8:42:18 AM
2848 | Temperature, tissue |  | 1645852 | N | N | Physical | Accepted | 3/2/2007 8:42:18 AM
2849 | Temperature, water |  | 1645597 | N | N | Physical | Accepted | 3/2/2007 8:42:18 AM
2850 | Temperature, wet bulb |  | 1645860 | N | N | Physical | Accepted | 3/2/2007 8:42:18 AM
4783 | Teniposide | 29767-20-2 |  | N | N | Not Assigned | Accepted | 3/24/2014 9:00:00 AM
1851 | Terbacil | 5902-51-2 | 136010 | N | N | Organics, Pesticide | Accepted | 7/22/2014 12:00:00 AM
1852 | Terbium | 7440-27-9 | 149880 | N | N | Inorganics, Minor, Metals | Accepted | 7/22/2014 12:00:00 AM
1853 | Terbufos | 13071-79-9 | 183806 | N | N | Organics, Pesticide | Accepted | 7/22/2014 12:00:00 AM
3685 | Terbufos oxygen analog sulfone |  |  | Y | N | Not Assigned | Accepted | 9/10/2014 12:00:00 AM
1854 | Terbufos sulfone | 56070-16-7 | 963363 | Y | N | Organics, Pesticide | Accepted | 3/2/2007 8:42:18 AM
1855 | Terbumeton | 33693-04-8 | 264945 | N | N | Organics, Pesticide | Accepted | 3/2/2007 8:42:18 AM
1856 | Terbuthylazine | 5915-41-3 | 136101 | N | N | Organics, Pesticide | Accepted | 7/22/2014 12:00:00 AM
1857 | Terbutryn | 886-50-0 | 73189 | N | N | Organics, Pesticide | Accepted | 7/22/2014 12:00:00 AM
1858 | Terphenyl | 26140-60-3 | 237412 | N | N | Not Assigned | Accepted | 7/22/2014 12:00:00 AM
5247 | Terphenyl-d14 | 98904-43-9 |  | N | N | Not Assigned | Accepted | 4/23/2015 1:08:31 PM
1859 | Terpineol | 8000-41-7 | 156729 | Y | N | Organics, Pesticide | Accepted | 3/2/2007 8:42:18 AM
3386 | Terrace height |  |  | N | N | Physical | Accepted | 6/8/2010 9:44:20 AM
3385 | Terrace width |  |  | N | N | Physical | Accepted | 6/8/2010 9:44:20 AM
1860 | tert-Amyl methyl ether | 994-05-8 | 75663 | Y | N | Organics, Other | Accepted | 3/2/2007 8:42:18 AM
1861 | tert-Amylbenzene | 2049-95-8 | 95992 | Y | N | Organics, Other | Accepted | 3/2/2007 8:42:18 AM
1862 | tert-Butanol | 75-65-0 | 5751 | Y | N | Organics, Other | Accepted | 3/2/2007 8:42:19 AM
1863 | tert-Butyl acetate | 540-88-5 | 51979 | Y | N | Organics, Other | Accepted | 3/2/2007 8:42:19 AM
3667 | tert-Butyl formate | 762-75-4 | 69468 | N | N | Organics, Other | Accepted | 8/8/2011 2:16:48 PM
1864 | tert-Butylbenzene | 98-06-6 | 17749 | Y | N | Organics, Other | Accepted | 3/2/2007 8:42:19 AM
5011 | tert-Butylhydroquinone | 1948-33-0 | 94847 | N | N | Not Assigned | Accepted | 1/23/2015 7:43:24 AM
3222 | Testosterone | 58-22-0 | 2774 | N | N | Organics, Other | Accepted | 7/22/2014 12:00:00 AM
4047 | Testosterone-d5 | 21002-80-2 |  | N | N | Organics, Other | Accepted | 3/29/2013 8:42:18 AM
2851 | Tetraacetylethylenediamine | 10543-57-4 | 172304 | Y | N | Not Assigned | Accepted | 3/2/2007 8:42:19 AM
1865 | Tetrabromobisphenol A | 79-94-7 | 8045 | Y | N | Organics, Other | Accepted | 3/2/2007 8:42:19 AM
3210 | Tetrabromodiphenyl ether | 40088-47-9 | 280768 | Y | N | Organics, PCBs | Accepted | 3/25/2010 9:08:31 AM
1881 | Tetrabutyltin | 1461-25-2 | 87056 | Y | N | Organics, Other | Accepted | 3/2/2007 8:42:19 AM
1867 | Tetrachloro-1,3-butadiene | 58334-79-5 | 712778 | N | N | Not Assigned | Accepted | 3/2/2007 8:42:19 AM
3795 | Tetrachloro-m-xylene | 877-09-8 | 17295767 | N | N | Not Assigned | Accepted | 7/22/2014 12:00:00 AM
4247 | Tetrachloroanisole | 938-86-3 |  | N | N | Not Assigned | Accepted | 5/30/2013 8:42:18 AM
3546 | Tetrachlorobenzene | 12408-10-5 | 689919 | N | N | Not Assigned | Accepted | 7/22/2014 12:00:00 AM
1866 | Tetrachlorobiphenyl | 26914-33-0 | 242784 | N | N | Not Assigned | Accepted | 7/22/2014 12:00:00 AM
3295 | Tetrachlorocatechol | 1198-55-6 | 80937 | N | N | Not Assigned | Accepted | 4/1/2010 3:24:25 PM
3365 | Tetrachlorodibenzo-p-dioxin | 41903-57-5 | 284596 | Y | N | Organics, Other | Accepted | 7/22/2014 12:00:00 AM
3361 | Tetrachlorodibenzofuran | 30402-14-3 | 256271 | N | N | Organics, Other | Accepted | 7/22/2014 12:00:00 AM
1868 | Tetrachloroethane | 25322-20-7 | 231951 | N | N | Organics, Pesticide | Accepted | 7/22/2014 12:00:00 AM
5329 | Tetrachloroethene | 127-18-4 |  | N | N | Not Assigned | Accepted | 5/28/2015 10:23:21 AM
1869 | Tetrachloroethylene | 127-18-4 | 34157 | N | N | Organics, Other | Accepted | 7/22/2014 12:00:00 AM
1870 | Tetrachloroguaiacol | 2539-17-5 | 104083 | Y | N | Not Assigned | Accepted | 3/2/2007 8:42:19 AM
1871 | Tetrachlorophenol | 25167-83-3 | 230532 | N | N | Organics, Pesticide | Accepted | 7/22/2014 12:00:00 AM
1872 | Tetrachlorvinphos | 22248-79-9 | 221416 | N | N | Organics, Pesticide | Accepted | 7/22/2014 12:00:00 AM
1751 | Tetrachlorvinphos (mixed isomers) | 961-11-5 | 75366 | Y | N | Organics, Pesticide | Accepted | 3/2/2007 8:42:19 AM
4607 | Tetraconazole | 112281-77-3 | 964221 | N | N | Organics, Pesticide | Accepted | 7/22/2014 12:00:00 AM
1454 | Tetracosane | 646-31-1 | 66662 | Y | N | Organics, Other | Accepted | 3/2/2007 8:42:19 AM
2852 | Tetracycline | 60-54-8 | 17163718 | Y | N | Organics, Other | Accepted | 3/2/2007 8:42:19 AM
2853 | Tetracycline hydrochloride | 64-75-5 | 3905 | Y | N | Not Assigned | Accepted | 3/2/2007 8:42:20 AM
6878 | Tetradecanamide | 638-58-4 | 66126 | N | N | Not Assigned | Accepted | 1/11/2018 10:06:52 AM
1455 | Tetradecane | 629-59-4 | 64808 | Y | N | Organics, Other | Accepted | 3/2/2007 8:42:20 AM
1873 | Tetradecanenitrile | 629-63-0 | 64832 | N | N | Not Assigned | Accepted | 3/2/2007 8:42:20 AM
1874 | Tetradecanol | 27196-00-5 | 244491 | N | N | Not Assigned | Accepted | 3/2/2007 8:42:20 AM
135 | Tetradecylbenzene | 1459-10-5 | 87007 | Y | N | Not Assigned | Accepted | 3/2/2007 8:42:20 AM
1875 | Tetradifon | 116-29-0 | 775684 | N | N | Organics, Pesticide | Accepted | 7/22/2014 12:00:00 AM
2854 | Tetraethyl ammonium hydroxide | 77-98-5 | 6809 | Y | N | Not Assigned | Accepted | 3/2/2007 8:42:20 AM
1876 | Tetraethyl pyrophosphate | 107-49-3 | 24422 | Y | N | Organics, Pesticide | Accepted | 3/2/2007 8:42:20 AM
1206 | Tetraethyllead | 78-00-2 | 6825 | N | N | Not Assigned | Accepted | 9/23/2016 9:21:01 AM
2855 | Tetrahydroabietylamine acetate | 53494-58-9 | 17129313 | Y | N | Organics, Pesticide | Accepted | 3/2/2007 8:42:20 AM
3951 | Tetrahydrocannabinol | 1972-08-3 | 17003682 | N | N | Organics, Other | Accepted | 7/22/2014 12:00:00 AM
1877 | Tetrahydrofuran | 109-99-9 | 26310 | N | N | Organics, Other | Accepted | 7/22/2014 12:00:00 AM
1878 | Tetrahydropyran | 142-68-7 | 38893 | Y | N | Not Assigned | Accepted | 3/2/2007 8:42:20 AM
4669 | Tetramethrin | 7696-12-0 | 152678 | N | N | Organics, Pesticide | Accepted | 7/22/2014 12:00:00 AM
1880 | Tetramethylpyrazine | 1124-11-4 | 79301 | N | N | Not Assigned | Accepted | 3/2/2007 8:42:20 AM
2972 | Tetrapropyl dithiopyrophosphate | 3244-90-4 | 113530 | Y | N | Organics, Pesticide | Accepted | 11/20/2007 1:25:45 PM
1456 | Tetratetracontane | 7098-22-8 | 147140 | Y | N | Not Assigned | Accepted | 3/2/2007 8:42:20 AM
4683 | Tetratriacontane | 14167-59-0 | 17154659 | N | N | Organics, Other | Accepted | 8/26/2013 8:42:18 AM
1882 | Tetrodotoxin | 4368-28-9 | 710095 | N | N | Not Assigned | Accepted | 3/2/2007 8:42:20 AM
4705 | Tetryl | 479-45-8 | 47050 | N | N | Not Assigned | Accepted | 7/22/2014 12:00:00 AM
1883 | Thallium | 7440-28-0 | 149898 | Y | N | Inorganics, Minor, Metals | Accepted | 3/2/2007 8:42:20 AM
5014 | Thallium-201 | 15064-65-0 | 52459674 | N | N | Radiochemical | Accepted | 1/23/2015 8:53:12 AM
2857 | Thallium-208 | 14913-50-9 | 52459146 | Y | N | Radiochemical | Accepted | 3/2/2007 8:42:20 AM
7403 | Thalweg Depth |  |  | N | N | Not Assigned | Accepted | 10/4/2018 11:02:55 AM
3908 | Thebaine | 115-37-7 | 1736740 | N | N | Organics, Other | Accepted | 7/22/2014 12:00:00 AM
2858 | Thecamoeba |  | 17294596 | N | N | Microbiological | Accepted | 3/2/2007 8:42:20 AM
2859 | Thecamoeba munda |  | 17294604 | N | N | Microbiological | Accepted | 3/2/2007 8:42:21 AM
2860 | Thecamoeba orbis |  | 17294612 | N | N | Microbiological | Accepted | 3/2/2007 8:42:21 AM
2861 | Thecamoebidae |  | 17294588 | N | N | Microbiological | Accepted | 3/2/2007 8:42:21 AM
4169 | Theobromine | 83-67-0 | 9712 | N | N | Organics, Other | Accepted | 5/30/2013 8:42:18 AM
3576 | Theophylline | 58-55-9 | 2816 | N | N | Organics, Other | Accepted | 7/22/2014 12:00:00 AM
4813 | Theophylline-13C1-15N2 |  |  | N | N | Not Assigned | Accepted | 3/24/2014 9:00:00 AM
1884 | Thermal discharge |  | 1645563 | N | N | Physical | Accepted | 3/2/2007 8:42:21 AM
3006 | Thiabendazole | 148-79-8 | 39826 | N | N | Organics, Pesticide | Accepted | 7/22/2014 12:00:00 AM
5056 | Thiabendazole-d4 |  |  | N | N | Not Assigned | Accepted | 2/2/2015 9:09:48 AM
4798 | Thiabendazole-d6 |  |  | N | N | Not Assigned | Accepted | 3/24/2014 9:00:00 AM
3476 | Thiacloprid | 111988-49-9 | 964197 | Y | N | Organics, Pesticide | Accepted | 11/29/2010 4:53:08 PM
3498 | Thiamethoxam | 153719-23-4 | 964593 | Y | N | Organics, Pesticide | Accepted | 11/2/2012 4:53:48 PM
7734 | Thiamethoxam-d3 | 1294048-82-0 | 1827565 | N | N | Not Assigned | Accepted | 2/11/2019 5:46:44 PM
3478 | Thiazopyr | 117718-60-2 | 620708 | Y | N | Organics, Pesticide | Accepted | 11/2/2012 4:53:08 PM
2862 | Thickness, supernatant layer |  | 52457256 | N | N | Physical | Accepted | 3/2/2007 8:42:21 AM
2863 | Thidiazuron | 51707-55-2 | 292250 | Y | N | Organics, Pesticide | Accepted | 3/2/2007 8:42:21 AM
5077 | Thiencarbazone-methyl | 317815-83-1 | 1734943 | N | N | Not Assigned | Accepted | 3/9/2015 12:58:06 PM
4608 | Thifensulfuron | 79277-67-1 | 17130527 | N | N | Not Assigned | Accepted | 8/1/2013 11:19:06 AM
1885 | Thifensulfuron-methyl | 79277-27-3 | 590976 | Y | N | Organics, Pesticide | Accepted | 3/2/2007 8:42:21 AM
1886 | Thiobencarb | 28249-77-6 | 248542 | N | N | Organics, Pesticide | Accepted | 7/22/2014 12:00:00 AM
7082 | Thiocloprid | 111988-49-9 |  | N | N | Not Assigned | Accepted | 5/22/2018 2:32:27 PM
1418 | Thiocyanate | 302-04-5 | 41558 | N | N | Not Assigned | Accepted | 9/23/2016 9:21:01 AM
1887 | Thiocyanic acid | 463-56-9 | 46490 | Y | N | Not Assigned | Accepted | 3/2/2007 8:42:21 AM
2864 | Thiodicarb | 59669-26-0 | 315127 | Y | N | Organics, Pesticide | Accepted | 3/2/2007 8:42:21 AM
2968 | Thionazin | 297-97-2 | 41186 | Y | N | Organics, Pesticide | Accepted | 11/20/2007 1:25:45 PM
1888 | Thiophanate ethyl | 23564-06-9 | 224279 | Y | N | Organics, Pesticide | Accepted | 3/2/2007 8:42:21 AM
5198 | Thiophanate Methyl | 23564-05-8 | 224261 | N | N | Not Assigned | Accepted | 4/14/2015 3:35:05 PM
1889 | Thiophene | 110-02-1 | 26344 | N | N | Organics, Pesticide | Accepted | 3/2/2007 8:42:21 AM
1890 | Thiophenol | 108-98-5 | 25536 | N | N | Not Assigned | Accepted | 7/22/2014 12:00:00 AM
1891 | Thiosulfate | 14383-50-7 | 195222 | N | N | Inorganics, Major, Non-metals | Accepted | 7/22/2014 12:00:00 AM
1892 | Thiourea | 62-56-6 | 3665 | N | N | Organics, Pesticide | Accepted | 3/2/2007 8:42:21 AM
5171 | Thiram | 137-26-8 | 36913 | N | N | Not Assigned | Accepted | 4/14/2015 3:35:04 PM
3503 | Thorium-227 | 15623-47-9 | 200634 | Y | N | Radiochemical | Accepted | 11/29/2010 5:28:42 PM
1893 | Thorium-228 | 14274-82-9 | 194522 | N | N | Radiochemical | Accepted | 7/22/2014 12:00:00 AM
1894 | Thorium-230 | 14269-63-7 | 194514 | N | N | Radiochemical | Accepted | 7/22/2014 12:00:00 AM
4389 | Thorium-231 | 14932-40-2 | 52459286 | N | N | Not Assigned | Accepted | 3/20/2015 1:29:32 PM
1895 | Thorium-232 | 7440-29-1 | 149906 | N | N | Radiochemical | Accepted | 7/22/2014 12:00:00 AM
1896 | Thorium-234 | 15065-10-8 | 650671 | N | N | Radiochemical | Accepted | 7/22/2014 12:00:00 AM
1898 | Thulium | 7440-30-4 | 149914 | N | N | Inorganics, Minor, Metals | Accepted | 7/22/2014 12:00:00 AM
2865 | Thuringiensin | 23526-02-5 | 17127168 | Y | N | Organics, Pesticide | Accepted | 3/2/2007 8:42:22 AM
2866 | Thuringiensin, calcium salt |  | 17294711 | Y | N | Organics, Pesticide | Accepted | 3/2/2007 8:42:22 AM
2867 | Tiamulin | 55297-95-5 | 17164112 | Y | N | Not Assigned | Accepted | 3/2/2007 8:42:22 AM
2868 | Tide cycle duration |  | 1646926 | N | N | Physical | Accepted | 3/2/2007 8:42:22 AM
2869 | Tide cycle time |  | 1646934 | N | N | Physical | Accepted | 3/2/2007 8:42:22 AM
2870 | Tide range |  | 1646942 | N | N | Physical | Accepted | 3/2/2007 8:42:22 AM
2871 | Tide rate |  | 1646959 | N | N | Physical | Accepted | 3/2/2007 8:42:22 AM
2872 | Tide stage |  | 1645522 | N | N | Physical | Accepted | 3/2/2007 8:42:22 AM
2873 | Tide stage (choice list) |  | 1645522 | N | Y | Physical | Accepted | 3/2/2007 8:42:22 AM
5302 | Tiller Count |  |  | N | N | Not Assigned | Accepted | 5/4/2015 7:44:15 AM
2874 | Tilmicosin | 108050-54-0 | 17164120 | Y | N | Not Assigned | Accepted | 3/2/2007 8:42:22 AM
1899 | Tin | 7440-31-5 | 149922 | Y | N | Inorganics, Minor, Metals | Accepted | 3/2/2007 8:42:22 AM
3178 | Tin-113 | 13966-06-8 | 776096 | Y | N | Radiochemical | Accepted | 3/25/2010 9:08:29 AM
1900 | Tin-San | 56573-85-4 | 307447 | Y | N | Organics, Pesticide | Accepted | 3/2/2007 8:42:23 AM
5057 | Tiotropium | 186691-13-4 |  | N | N | Not Assigned | Accepted | 2/2/2015 9:09:48 AM
1901 | Titanium | 7440-32-6 | 149930 | Y | N | Inorganics, Minor, Metals | Accepted | 3/2/2007 8:42:23 AM
5063 | Tolerance index |  |  | N | N | Not Assigned | Accepted | 2/18/2015 10:52:06 AM
5399 | Tolfenpyrad | 129558-76-5 | 1734949 | N | N | Not Assigned | Accepted | 9/14/2015 9:09:16 AM
6997 | Tolpyralate | 1101132-67-5 |  | N | N | Not Assigned | Accepted | 5/22/2018 11:43:07 AM
1902 | Toluene | 108-88-3 | 25452 | N | N | Organics, Other | Accepted | 7/22/2014 12:00:00 AM
1903 | Toluene diisocyanate | 26471-62-5 | 239681 | N | N | Not Assigned | Accepted | 7/22/2014 12:00:00 AM
879 | Toluene-d8 | 2037-26-5 | 961581 | Y | N | Organics, Other | Accepted | 3/2/2007 8:42:23 AM
1904 | Toluenediamine | 25376-45-8 | 232421 | Y | N | Not Assigned | Accepted | 3/2/2007 8:42:23 AM
1321 | Toluic acid | 25567-10-6 | 233353 | N | N | Not Assigned | Accepted | 7/22/2014 12:00:00 AM
1905 | Toluidine | 26915-12-8 | 242800 | N | N | Not Assigned | Accepted | 7/22/2014 12:00:00 AM
4543 | Tolyl triazole | 29385-43-1 | 252866 | N | N | Not Assigned | Accepted | 7/10/2013 11:19:06 AM
3952 | Tonalide***retired***use 6-Acetyl-1,1,2,4,4,7-hexamethyltetralin | 1506-02-1 | 709568 | N | N | Not Assigned | Deprecated | 4/1/2013 1:00:00 AM
6810 | Topiramate | 97240-79-4 | 1826827 | N | N | Not Assigned | Accepted | 10/27/2017 1:27:27 PM
5078 | Topramezone | 210631-68-8 | 1734951 | N | N | Not Assigned | Accepted | 3/9/2015 12:58:06 PM
7446 | Torrent Deposition-Massive deposits of sediment, logs, and debris in the reach (Y/N) (choice list) |  |  | N | Y | Not Assigned | Accepted | 10/4/2018 11:02:55 AM
7447 | Torrent Deposition-Stream has begun to erode newly laid matrix supported deposits (Y/N) (choice list) |  |  | N | Y | Not Assigned | Accepted | 10/4/2018 11:02:55 AM
7448 | Torrent Scouring and Deposition-No evidence (Y/N) (choice list) |  |  | N | Y | Not Assigned | Accepted | 10/4/2018 11:02:55 AM
7440 | Torrent Scouring-Channel has little evidence of pool-riffle structure (Y/N) (choice list) |  |  | N | Y | Not Assigned | Accepted | 10/4/2018 11:02:55 AM
7443 | Torrent Scouring-Downstream of scoured reach are massive deposits of sediment and debris (Y/N) (choice list) |  |  | N | Y | Not Assigned | Accepted | 10/4/2018 11:02:55 AM
7445 | Torrent Scouring-Riparian trees have fallen in channel due to scouring near their roots (Y/N) (choice list) |  |  | N | Y | Not Assigned | Accepted | 10/4/2018 11:02:55 AM
7444 | Torrent Scouring-Riparian trees have fresh bark scars unbelievably high above the channel (Y/N) (choice list) |  |  | N | Y | Not Assigned | Accepted | 10/4/2018 11:02:55 AM
7441 | Torrent Scouring-Stream channel is scoured down to bedrock for substantial portion of reach (Y/N) (choice list) |  |  | N | Y | Not Assigned | Accepted | 10/4/2018 11:02:55 AM
7438 | Torrent Scouring-Stream channel recently devegetated two or more times the width of low flow channel (Y/N) (choice list) |  |  | N | Y | Not Assigned | Accepted | 10/4/2018 11:02:55 AM
7439 | Torrent Scouring-Stream substrate cobbles or large gravel particles are NOT imbricated (Y/N) (choice list) |  |  | N | Y | Not Assigned | Accepted | 10/4/2018 11:02:55 AM
7442 | Torrent Scouring-There are gravel or cobble berms (little levees) above bankfull level (Y/N) (choice list) |  |  | N | Y | Not Assigned | Accepted | 10/4/2018 11:02:55 AM
4965 | Total BHCs + Lindane |  |  | N | N | Not Assigned | Accepted | 11/7/2014 10:01:09 AM
3124 | Total carbon |  | 17297615 | N | N | Inorganics, Major, Non-metals | Accepted | 7/20/2009 1:46:30 PM
1906 | Total Coliform |  | 761700 | N | N | Microbiological | Accepted | 3/2/2007 8:42:23 AM
3348 | Total Dichloro Biphenyls |  |  | N | N | Physical | Accepted | 5/19/2010 11:01:02 AM
4693 | Total Differential Diagnosis |  |  | N | N | Not Assigned | Accepted | 10/24/2013 8:42:18 AM
5579 | Total Dioxin TEQ, Bird |  |  | N | N | Not Assigned | Accepted | 12/21/2015 3:01:39 PM
5580 | Total Dioxin TEQ, Fish |  |  | N | N | Not Assigned | Accepted | 12/21/2015 3:01:39 PM
5578 | Total Dioxin TEQ, Mammalian |  |  | N | N | Not Assigned | Accepted | 12/21/2015 3:01:39 PM
7251 | Total Dioxins |  |  | N | N | Not Assigned | Accepted | 8/14/2018 3:52:43 PM
988 | Total dissolved solids |  | 1642222 | N | N | Physical | Accepted | 3/2/2007 8:42:23 AM
1060 | Total fixed solids |  | 1640408 | N | N | Physical | Accepted | 3/2/2007 8:42:23 AM
7252 | Total Furans |  |  | N | N | Not Assigned | Accepted | 8/14/2018 3:55:31 PM
4708 | Total hardness |  | 1640416 | N | N | Not Assigned | Accepted | 2/7/2014 7:12:00 AM
3353 | Total Heptachloro Biphenyls |  |  | N | N | Not Assigned | Accepted | 5/19/2010 11:01:02 AM
3352 | Total Hexachloro Biphenyls |  |  | N | N | Not Assigned | Accepted | 5/19/2010 11:01:02 AM
7500 | Total Hexachloronaphthalene |  |  | N | N | Not Assigned | Accepted | 10/18/2018 6:46:02 PM
6162 | Total Kjeldahl nitrogen |  |  | Y | N | Nutrient | Accepted | 1/11/2017 12:00:00 AM
6321 | Total Kjeldahl nitrogen (Organic N & NH3) |  |  | Y | N | Nutrient | Accepted | 2/21/2017 2:24:53 PM
3347 | Total Monochloro Biphenyls |  |  | N | N | Not Assigned | Accepted | 5/19/2010 11:01:02 AM
3344 | Total Nitrogen, mixed forms |  |  | Y | N | Nutrient | Accepted | 4/5/2016 2:34:10 PM
3533 | Total Nitrogen, mixed forms (NH3), (NH4), organic, (NO2) and (NO3) |  |  | Y | N | Nutrient | Accepted | 3/3/2016 1:22:38 PM
2875 | Total Nitrogen/Total Phosphorus Ratio (TN:TP) |  | 17294794 | N | N | Physical | Accepted | 3/2/2007 8:42:23 AM
3355 | Total Nonachloro Biphenyls |  |  | N | N | Not Assigned | Accepted | 5/19/2010 11:01:03 AM
1908 | Total nonfecal coliform |  | 1852557 | N | N | Microbiological | Accepted | 3/2/2007 8:42:23 AM
3354 | Total Octachloro Biphenyls |  |  | N | N | Not Assigned | Accepted | 5/19/2010 11:01:03 AM
6948 | Total PAHs, high wt |  |  | N | N | Not Assigned | Accepted | 1/30/2018 6:25:24 PM
6949 | Total PAHs, low wt |  |  | N | N | Not Assigned | Accepted | 1/30/2018 6:25:24 PM
4015 | Total Particulate Carbon |  |  | N | N | Inorganics, Major, Non-metals | Accepted | 3/7/2013 8:42:18 AM
5581 | Total Particulate Matter |  |  | N | N | Not Assigned | Accepted | 12/21/2015 3:01:39 PM
4017 | Total Particulate Nitrogen |  |  | N | N | Nutrient | Accepted | 3/7/2013 8:42:18 AM
4016 | Total Particulate Organic Carbon |  |  | N | N | Not Assigned | Accepted | 3/7/2013 8:42:18 AM
3587 | Total Particulate Organic Nitrogen |  |  | N | N | Nutrient | Accepted | 8/11/2015 9:08:26 AM
5341 | Total Particulate Phosphorus |  |  | N | N | Nutrient | Accepted | 7/22/2015 1:33:17 PM
6120 | Total PBDEs |  |  | N | N | Not Assigned | Accepted | 12/8/2016 1:53:58 PM
6965 | Total PCB TEQ, Mammalian |  |  | N | N | Not Assigned | Accepted | 1/31/2018 2:46:25 PM
5765 | Total PCBs |  |  | N | N | Not Assigned | Accepted | 11/8/2016 12:23:22 PM
3664 | Total PCBs + PCTs |  |  | N | N | Not Assigned | Accepted | 8/9/2011 11:34:33 AM
6950 | total PCNs |  |  | N | N | Not Assigned | Accepted | 1/30/2018 6:25:24 PM
3351 | Total Pentachloro Biphenyls |  |  | N | N | Not Assigned | Accepted | 5/19/2010 11:01:02 AM
7180 | Total Petroleum Hydrocarbons (C10-C40) |  |  | N | N | Not Assigned | Accepted | 7/17/2018 3:15:12 PM
5144 | Total Petroleum Hydrocarbons (C6-C32 TPH) |  |  | N | N | Not Assigned | Accepted | 4/2/2015 7:59:17 AM
5615 | Total Phosphorus, mixed forms |  |  | Y | N | Nutrient | Accepted | 4/4/2016 1:28:46 PM
7253 | Total Planar PCBs |  |  | N | N | Not Assigned | Accepted | 8/14/2018 3:56:29 PM
3319 | Total sample area |  |  | N | N | Physical | Accepted | 4/27/2016 10:25:42 AM
3051 | Total Sample Volume |  |  | N | N | Physical | Accepted | 7/3/2008 12:42:44 PM
3010 | Total Sample Weight |  |  | N | N | Physical | Accepted | 7/18/2008 11:56:53 AM
1910 | Total solids |  | 1640382 | N | N | Physical | Accepted | 3/2/2007 8:42:23 AM
6165 | Total Sulfate | 14808-79-8 | 197301 | Y | N | Not Assigned | Accepted | 1/12/2017 1:25:03 PM
3529 | Total Sulfur minus Sulfate |  |  | N | N | Physical | Accepted | 3/25/2011 12:16:06 PM
5583 | Total Suspended Particulate Matter |  |  | N | N | Not Assigned | Accepted | 12/21/2015 3:01:39 PM
1911 | Total suspended solids |  | 1642818 | N | N | Physical | Accepted | 3/2/2007 8:42:24 AM
3350 | Total Tetrachloro Biphenyls |  |  | N | N | Not Assigned | Accepted | 5/19/2010 11:01:02 AM
3349 | Total Trichloro Biphenyls |  |  | N | N | Not Assigned | Accepted | 5/19/2010 11:01:02 AM
1995 | Total volatile solids |  | 1642867 | N | N | Physical | Accepted | 3/2/2007 8:42:24 AM
3213 | Tox | 59473-04-0 | 749226 | Y | N | Not Assigned | Accepted | 3/25/2010 9:08:31 AM
1912 | Toxaphene | 8001-35-2 | 156919 | N | N | Organics, Pesticide | Accepted | 7/22/2014 12:00:00 AM
6123 | Toxaphene Cl10 |  |  | N | N | Not Assigned | Accepted | 12/16/2016 9:32:04 AM
6124 | Toxaphene Cl6 |  |  | N | N | Not Assigned | Accepted | 12/16/2016 9:32:04 AM
6125 | Toxaphene Cl7 |  |  | N | N | Not Assigned | Accepted | 12/16/2016 9:32:04 AM
6126 | Toxaphene Cl8 |  |  | N | N | Not Assigned | Accepted | 12/16/2016 9:32:04 AM
6127 | Toxaphene Cl9 |  |  | N | N | Not Assigned | Accepted | 12/16/2016 9:32:04 AM
6092 | Toxaphene Parlar 15 |  |  | N | N | Not Assigned | Accepted | 11/21/2016 9:47:46 AM
6083 | Toxaphene Parlar 26 | 142534-71-2 |  | N | N | Not Assigned | Accepted | 11/17/2016 1:40:13 PM
6084 | Toxaphene Parlar 38 | 165820-15-5 |  | N | N | Not Assigned | Accepted | 11/17/2016 1:40:13 PM
6085 | Toxaphene Parlar 40 | 166021-27-8 |  | N | N | Not Assigned | Accepted | 11/17/2016 1:40:13 PM
6086 | Toxaphene Parlar 41 | 165820-16-6 |  | N | N | Not Assigned | Accepted | 11/17/2016 1:40:13 PM
6087 | Toxaphene Parlar 44 | 165820-17-7 |  | N | N | Not Assigned | Accepted | 11/17/2016 1:40:13 PM
6088 | Toxaphene Parlar 50 | 66860-80-8 |  | N | N | Not Assigned | Accepted | 11/17/2016 1:40:13 PM
6089 | Toxaphene Parlar 62 | 154159-06-5 |  | N | N | Not Assigned | Accepted | 11/17/2016 1:40:13 PM
6090 | ToxapheneTMX1 | 51775-36-1 |  | N | N | Not Assigned | Accepted | 11/17/2016 1:40:13 PM
4919 | Toxicity acute |  |  | N | N | Toxicity | Accepted | 6/18/2014 12:00:00 AM
4920 | Toxicity chronic |  |  | N | N | Not Assigned | Accepted | 6/18/2014 12:00:00 AM
4921 | Toxicity coefficient of variation |  |  | N | N | Toxicity | Accepted | 6/18/2014 12:00:00 AM
6800 | Toxicity microtox EC50 |  |  | N | N | Not Assigned | Accepted | 10/27/2017 8:22:49 AM
4917 | Toxicity sediment control survival |  |  | N | N | Toxicity | Accepted | 6/18/2014 12:00:00 AM
4916 | Toxicity sediment survival |  |  | N | N | Toxicity | Accepted | 6/18/2014 12:00:00 AM
4918 | Toxicity sediment survival significant |  |  | N | N | Not Assigned | Accepted | 6/18/2014 12:00:00 AM
4923 | Toxicity water 100%/ LC50 (% effluent) |  |  | N | N | Toxicity | Accepted | 6/18/2014 12:00:00 AM
4922 | Toxicity water LC50 |  |  | N | N | Toxicity | Accepted | 6/18/2014 12:00:00 AM
4934 | Toxicity water microtox |  |  | N | N | Not Assigned | Accepted | 6/20/2014 12:00:00 AM
4933 | Toxicity water norm embryo |  |  | N | N | Not Assigned | Accepted | 6/20/2014 12:00:00 AM
2876 | Toxicity, A. abdita, coefficient of variation**retired**useBiologicalSample,SubjectTaxon,IntentToxicity |  | 1647080 | N | N | Not Assigned | Deprecated | 6/20/2014 12:00:00 AM
2877 | Toxicity, A. verrilli, coefficient of variation**retired**useBiologicalSample,SubjectTaxon,IntentToxicity |  | 1647098 | N | N | Not Assigned | Deprecated | 6/20/2014 12:00:00 AM
4093 | Toxicity, Daphnia magna acute**retired**useBiologicalSample,SubjectTaxon,IntentToxicity |  |  | N | N | Not Assigned | Deprecated | 6/20/2014 12:00:00 AM
2878 | Toxicity, E. estuarius, coefficient of variation**retired**useBiologicalSample,SubjectTaxon,IntentToxicity |  | 1647114 | N | N | Not Assigned | Deprecated | 6/20/2014 12:00:00 AM
2879 | Toxicity, L. plumulosus, coefficient of variation**retired**useBiologicalSample,SubjectTaxon,IntentToxicity |  | 1647130 | N | N | Not Assigned | Deprecated | 6/20/2014 12:00:00 AM
2880 | Toxicity, R. abronius, coefficient of variation**retired**useBiologicalSample,SubjectTaxon,IntentToxicity |  | 1647148 | N | N | Not Assigned | Deprecated | 6/20/2014 12:00:00 AM
1913 | Toxicity, sediment, Ampelisca abdita, control survival**retired**useBiologicalSample,SubjectTaxon,IntentToxicity |  | 1852631 | N | N | Not Assigned | Deprecated | 6/20/2014 12:00:00 AM
2881 | Toxicity, sediment, Ampelisca abdita, significant (choice list) |  | 1852631 | N | Y | Toxicity | Accepted | 3/2/2007 8:42:24 AM
1914 | Toxicity, sediment, Ampelisca abdita, survival**retired**useBiologicalSample,SubjectTaxon,IntentToxicity |  | 1852631 | N | N | Toxicity | Deprecated | 6/20/2014 12:00:00 AM
1915 | Toxicity, sediment, Ampelisca verrilli, control survival**retired**useBiologicalSample,SubjectTaxon,IntentToxicity |  | 1852615 | N | N | Not Assigned | Deprecated | 6/20/2014 12:00:00 AM
2882 | Toxicity, sediment, Ampelisca verrilli, significant (choice list) |  | 1852615 | N | Y | Toxicity | Accepted | 3/2/2007 8:42:24 AM
1916 | Toxicity, sediment, Ampelisca verrilli, survival**retired**useBiologicalSample,SubjectTaxon,IntentToxicity |  | 1852615 | N | N | Not Assigned | Deprecated | 6/20/2014 12:00:00 AM
4913 | Toxicity, sediment, Arbacia punctulata, survival**retired**useBiologicalSample,SubjectTaxon,IntentToxicity |  |  | N | N | Not Assigned | Deprecated | 6/20/2014 12:00:00 AM
1917 | Toxicity, sediment, Eohaustorius estuarius, control survival**retired**useBiologicalSample,SubjectTaxon,IntentToxicity |  | 1852599 | N | N | Not Assigned | Deprecated | 6/20/2014 12:00:00 AM
2883 | Toxicity, sediment, Eohaustorius estuarius, significant (choice list) |  | 1852599 | N | Y | Toxicity | Accepted | 3/2/2007 8:42:24 AM
1918 | Toxicity, sediment, Eohaustorius estuarius, survival**retired**useBiologicalSample,SubjectTaxon,IntentToxicity |  | 1852599 | N | N | Toxicity | Deprecated | 6/20/2014 12:00:00 AM
4915 | Toxicity, sediment, Hyalella azteca, survival**retired**useBiologicalSample,SubjectTaxon,IntentToxicity |  |  | N | N | Not Assigned | Deprecated | 6/20/2014 12:00:00 AM
1919 | Toxicity, sediment, L.plumulosus, control survival**retired**useBiologicalSample,SubjectTaxon,IntentToxicity |  | 1852623 | N | N | Not Assigned | Deprecated | 6/20/2014 12:00:00 AM
2884 | Toxicity, sediment, Leptocheirus plumulosus, significant (choice list) |  | 1852623 | N | Y | Toxicity | Accepted | 3/2/2007 8:42:25 AM
1920 | Toxicity, sediment, Leptocheirus plumulosus, survival**retired**useBiologicalSample,SubjectTaxon,IntentToxicity |  | 1852623 | N | N | Not Assigned | Deprecated | 6/20/2014 12:00:00 AM
1921 | Toxicity, sediment, microtox, Vibrio fischeri, EC50**retired**useBiologicalSample,SubjectTaxon,IntentToxicity |  | 1852268 | N | N | Toxicity | Deprecated | 6/20/2014 12:00:00 AM
2885 | Toxicity, sediment, microtox, Vibrio fischeri, significant (choice list) |  | 1852268 | N | Y | Toxicity | Accepted | 3/2/2007 8:42:25 AM
2886 | Toxicity, sediment, Rhepoxynius abronius, significant (choice list) |  | 1852607 | N | Y | Toxicity | Accepted | 3/2/2007 8:42:25 AM
1922 | Toxicity, sediment, Rhepoxynius abronius, survival**retired**useBiologicalSample,SubjectTaxon,IntentToxicity |  | 1852607 | N | N | Not Assigned | Deprecated | 6/20/2014 12:00:00 AM
6580 | Toxicity, sediment, species significant (choice list) |  |  | N | Y | Not Assigned | Accepted | 6/16/2017 9:05:58 AM
4914 | Toxicity, sediment, Strongylocentrotus purpuratus, survival**retired**useBiologicalSample,SubjectTaxon,IntentToxicity |  |  | N | N | Not Assigned | Deprecated | 6/20/2014 12:00:00 AM
1923 | Toxicity, water, 100%/ LC50 (% effluent) for Ceriodaphnia**retired**useBiologicalSample,SubjectTaxon,IntentToxicity |  | 52457116 | N | N | Not Assigned | Deprecated | 6/20/2014 12:00:00 AM
1924 | Toxicity, water, Ceriodaphnia dubia, LC50**retired**useBiologicalSample,SubjectTaxon,IntentToxicity |  | 52457355 | N | N | Not Assigned | Deprecated | 6/20/2014 12:00:00 AM
4665 | Toxicity, water, microtox, Vibrio fischeri, EC50**retired**useBiologicalSample,SubjectTaxon,IntentToxicity |  |  | N | N | Not Assigned | Deprecated | 6/20/2014 12:00:00 AM
4677 | Toxicity, water, Strongylocentrotus purpuratus, norm. embryo**retired**useBiologicalSample,SubjectTaxon,IntentToxicity |  |  | N | N | Not Assigned | Deprecated | 6/20/2014 12:00:00 AM
3953 | Tralkoxydim | 87820-88-0 | 697649 | N | N | Organics, Pesticide | Accepted | 7/22/2014 12:00:00 AM
4912 | Tralkoxydim acid | 87820-88-0 |  | N | N | Not Assigned | Accepted | 6/6/2014 12:00:00 AM
3678 | Tralomethrin | 66841-25-6 | 357483 | N | N | Organics, Pesticide | Accepted | 7/22/2014 12:00:00 AM
5058 | Tramadol | 27203-92-5 | 1827305 | N | N | Organics, Other | Accepted | 2/2/2015 9:09:49 AM
2018 | trans-1,2-Cyclohexanediol | 1460-57-7 | 17163858 | Y | N | Not Assigned | Accepted | 3/2/2007 8:42:25 AM
1925 | trans-1,2-Dichlorocyclohexane | 822-86-6 | 71324 | Y | N | Not Assigned | Accepted | 3/2/2007 8:42:25 AM
3977 | trans-1,2-Dichloroethene***retired***use trans-1,2-Dichloroethylene | 156-60-5 | 40469 | Y | N | Organics, Other | Deprecated | 1/29/2013 8:42:34 AM
1926 | trans-1,2-Dichloroethylene | 156-60-5 | 40469 | Y | N | Organics, Other | Accepted | 3/2/2007 8:42:25 AM
3007 | trans-1,2-Dichloropropene | 7069-38-7 | 775924 | N | N | Organics, Pesticide | Accepted | 1/9/2008 10:26:28 AM
4856 | trans-1,2-Dimethylcyclohexane | 6876-23-9 | 145797 | N | N | Not Assigned | Accepted | 4/23/2014 9:00:00 AM
1927 | trans-1,3-Dichloropropene | 10061-02-6 | 167452 | Y | N | Organics, Pesticide | Accepted | 3/2/2007 8:42:25 AM
5498 | trans-1,3-Dichloropropene-d4 |  |  | N | N | Not Assigned | Accepted | 12/21/2015 3:01:37 PM
4455 | trans-1,3-Dimethylcyclopentane |  | 524670262 | N | N | Not Assigned | Accepted | 3/20/2015 1:29:31 PM
1928 | trans-1,4-Dichloro-2-butene | 110-57-6 | 26765 | Y | N | Organics, Other | Accepted | 3/2/2007 8:42:25 AM
2887 | trans-1,4-Dichlorocyclohexane | 16890-91-8 | 17163957 | Y | N | Not Assigned | Accepted | 3/2/2007 8:42:25 AM
3048 | Trans-2-Butene | 624-64-6 | 63255 | N | N | Not Assigned | Accepted | 7/3/2008 12:21:28 PM
350 | trans-2-Methylcrotonaldehyde | 497-03-0 | 47993 | N | N | Not Assigned | Accepted | 3/2/2007 8:42:25 AM
3049 | Trans-2-Pentene | 646-04-8 | 66597 | N | N | Not Assigned | Accepted | 7/3/2008 12:21:28 PM
626 | trans-2-Phenyl-2-butene | 768-00-3 | 961284 | Y | N | Not Assigned | Accepted | 3/2/2007 8:42:26 AM
1929 | trans-Chlordane | 5103-74-2 | 129379 | Y | N | Organics, Pesticide | Accepted | 3/2/2007 8:42:26 AM
4028 | trans-Diethyl-1,1,1',1'-d4-stilbestrol-3,3',5,5'-d4 | 91318-10-4 |  | N | N | Not Assigned | Accepted | 3/29/2013 8:42:18 AM
1931 | trans-Nonachlor | 39765-80-5 | 280156 | Y | N | Organics, Pesticide | Accepted | 3/2/2007 8:42:26 AM
3677 | trans-Propiconazole |  |  | Y | N | Not Assigned | Accepted | 9/10/2014 12:00:00 AM
4223 | Transit Rate, sampler |  |  | N | N | Not Assigned | Accepted | 5/30/2013 8:42:18 AM
5582 | Transmittance, Horizontal |  |  | N | N | Not Assigned | Accepted | 12/21/2015 3:01:39 PM
3690 | Transparency, Secchi tube with disk |  |  | N | N | Physical | Accepted | 12/22/2011 2:13:00 PM
2888 | Transparency, tube with disk |  | 1646157 | N | N | Physical | Accepted | 3/2/2007 8:42:26 AM
3358 | Transpermethrin | 61949-77-7 | 777318 | N | N | Organics, Pesticide | Accepted | 7/22/2014 12:00:00 AM
3910 | Trazodone | 19794-93-5 | 1736744 | N | N | Organics, Other | Accepted | 7/22/2014 12:00:00 AM
5085 | Tremolite asbestos | 77536-68-6 | 696377 | N | N | Not Assigned | Accepted | 3/9/2015 1:24:32 PM
4548 | Trenbolone | 10161-33-8 | 1735665 | N | N | Not Assigned | Accepted | 7/10/2013 11:19:06 AM
4566 | Trenbolone acetate | 10161-34-9 | 1736168 | N | N | Not Assigned | Accepted | 7/10/2013 11:19:06 AM
5151 | Tri-p-tolyl Phosphate | 78-32-0 | 7021 | N | N | Not Assigned | Accepted | 4/14/2015 3:35:03 PM
1457 | Triacontane | 638-68-6 | 66167 | Y | N | Organics, Other | Accepted | 3/2/2007 8:42:26 AM
1932 | Triadimefon | 43121-43-3 | 286872 | Y | N | Organics, Pesticide | Accepted | 3/2/2007 8:42:26 AM
1933 | Triallate | 2303-17-5 | 99903 | N | N | Organics, Pesticide | Accepted | 7/22/2014 12:00:00 AM
3577 | Triamterene | 396-01-0 | 17002809 | N | N | Organics, Other | Accepted | 7/22/2014 12:00:00 AM
4609 | Triasulfuron | 82097-50-5 | 593798 | N | N | Organics, Pesticide | Accepted | 7/22/2014 12:00:00 AM
2889 | Triazines mixture, unspecified |  | 17294729 | Y | N | Organics, Pesticide | Accepted | 3/2/2007 8:42:26 AM
3578 | Triazolam | 28911-01-5 | 17001231 | N | N | Organics, Other | Accepted | 7/22/2014 12:00:00 AM
1934 | Triazophos | 24017-47-8 | 225201 | N | N | Organics, Pesticide | Accepted | 7/22/2014 12:00:00 AM
6985 | Tribenuron-methyl | 101200-48-0 | 611475 | N | N | Not Assigned | Accepted | 5/22/2018 11:43:06 AM
3008 | Tribromoacetic acid | 75-96-7 | 6015 | N | N | Organics, Other | Accepted | 1/9/2008 10:26:29 AM
3322 | Tribromodiphenyl ether | 49690-94-0 | 287961 | N | N | Not Assigned | Accepted | 4/19/2016 8:24:35 AM
1935 | Tribromomethane | 75-25-2 | 5447 | N | N | Organics, Other | Accepted | 7/22/2014 12:00:00 AM
1936 | Tribufos | 78-48-8 | 7146 | Y | N | Organics, Pesticide | Accepted | 3/2/2007 8:42:26 AM
1937 | Tributlytin | 688-73-3 | 67579 | Y | N | Not Assigned | Accepted | 3/2/2007 8:42:26 AM
1938 | Tributyl phosphate | 126-73-8 | 33977 | N | N | Organics, Other | Accepted | 7/22/2014 12:00:00 AM
1939 | Tributylphosphine oxide | 814-29-9 | 70714 | N | N | Not Assigned | Accepted | 3/2/2007 8:42:26 AM
3297 | Tributylstannylium | 36643-28-4 | 17133042 | Y | N | Not Assigned | Accepted | 7/10/2017 1:25:20 PM
7506 | Tributyltin | 688-73-3 |  | N | N | Not Assigned | Accepted | 10/29/2018 3:19:56 PM
1940 | Tributyltin chloride | 1461-22-9 | 87049 | Y | N | Organics, Pesticide | Accepted | 3/2/2007 8:42:26 AM
1941 | Tricalcium phosphate | 7758-87-4 | 153478 | Y | N | Organics, Pesticide | Accepted | 3/2/2007 8:42:26 AM
1942 | Tricamba | 2307-49-5 | 961623 | Y | N | Organics, Pesticide | Accepted | 3/2/2007 8:42:26 AM
1943 | Trichlorfon | 52-68-6 | 1586 | N | N | Organics, Pesticide | Accepted | 7/22/2014 12:00:00 AM
1948 | Trichloro-1,3-butadiene | 53317-48-9 | 712430 | Y | N | Not Assigned | Accepted | 3/2/2007 8:42:27 AM
1944 | Trichloroacetic acid | 76-03-9 | 6072 | Y | N | Organics, Pesticide | Accepted | 3/2/2007 8:42:27 AM
6882 | Trichloroacetic acid, pent-2-en-4-ynyl ester | 1000299-25-6 |  | N | N | Not Assigned | Accepted | 1/11/2018 10:06:53 AM
1945 | Trichloroacetonitrile | 545-06-2 | 52902 | Y | N | Organics, Other | Accepted | 3/2/2007 8:42:27 AM
1946 | Trichlorobenzene | 12002-48-1 | 173682 | N | N | Organics, Other | Accepted | 7/22/2014 12:00:00 AM
1947 | Trichlorobiphenyl | 25323-68-6 | 232041 | N | N | Not Assigned | Accepted | 7/22/2014 12:00:00 AM
4214 | Trichlorodimethylmethoxybenzene | 22921-84-2 |  | N | N | Not Assigned | Accepted | 5/30/2013 8:42:18 AM
1949 | Trichloroethane | 25323-89-1 | 232058 | N | N | Organics, Other | Accepted | 7/22/2014 12:00:00 AM
5330 | Trichloroethene (TCE) | 79-01-6 | 7526 | N | N | Organics, Other | Accepted | 5/28/2015 10:23:21 AM
1950 | Trichloroethylene | 79-01-6 | 7526 | N | N | Organics, Other | Accepted | 7/22/2014 12:00:00 AM
1951 | Trichloronaphthalene | 1321-65-9 | 83733 | N | N | Not Assigned | Accepted | 7/22/2014 12:00:00 AM
1952 | Trichloronate | 327-98-0 | 42424 | N | N | Organics, Pesticide | Accepted | 7/22/2014 12:00:00 AM
1953 | Trichlorophenol | 25167-82-2 | 230524 | N | N | Organics, Other | Accepted | 7/22/2014 12:00:00 AM
1954 | Trichloropropane | 25735-29-9 | 711366 | N | N | Not Assigned | Accepted | 7/22/2014 12:00:00 AM
3674 | Trichloropropene sulfonic acid ethyl ester |  |  | Y | N | Not Assigned | Accepted | 9/10/2014 12:00:00 AM
3206 | Trichlorosyringol | 2539-26-6 | 749002 | Y | N | Not Assigned | Accepted | 3/25/2010 9:08:31 AM
1955 | Trichlorotrifluoroethane | 26523-64-8 | 239822 | N | N | Not Assigned | Accepted | 7/22/2014 12:00:00 AM
3579 | Triclocarban | 101-20-2 | 19976 | N | N | Organics, Other | Accepted | 7/22/2014 12:00:00 AM
4808 | Triclocarban-13C6 |  |  | N | N | Not Assigned | Accepted | 3/24/2014 9:00:00 AM
1956 | Triclopyr | 55335-06-3 | 303958 | N | N | Organics, Pesticide | Accepted | 7/22/2014 12:00:00 AM
2891 | Triclosan | 3380-34-5 | 115139 | Y | N | Organics, Pesticide | Accepted | 3/2/2007 8:42:27 AM
4221 | Triclosan methyl ether | 4640-01-1 |  | N | N | Not Assigned | Accepted | 5/30/2013 8:42:18 AM
4222 | Triclosan,C13H10Cl2O- derivative | 4640-07-7 | 115139 | N | N | Organics, Pesticide | Accepted | 5/30/2013 8:42:18 AM
4799 | Triclosan-13C12 |  |  | N | N | Not Assigned | Accepted | 3/24/2014 9:00:00 AM
1458 | Tricosane | 638-67-5 | 66159 | Y | N | Not Assigned | Accepted | 3/2/2007 8:42:27 AM
5181 | Tricosanol | 638-67-5 | 66159 | N | N | Not Assigned | Accepted | 4/14/2015 3:35:04 PM
1957 | Tricyclazole | 41814-78-2 | 284463 | N | N | Organics, Pesticide | Accepted | 7/22/2014 12:00:00 AM
2413 | Tricyclo[3.3.1.13,7]decane | 281-23-2 | 40931 | N | N | Not Assigned | Accepted | 9/2/2016 11:07:35 AM
1958 | Tridecane | 629-50-5 | 64782 | Y | N | Not Assigned | Accepted | 3/2/2007 8:42:28 AM
1959 | Tridecanoic acid | 638-53-9 | 66118 | N | N | Not Assigned | Accepted | 3/2/2007 8:42:28 AM
2892 | Triethanolamine | 102-71-6 | 20917 | Y | N | Organics, Pesticide | Accepted | 3/2/2007 8:42:28 AM
2893 | Triethyl citrate | 77-93-0 | 6783 | Y | N | Organics, Other | Accepted | 3/2/2007 8:42:28 AM
1960 | Triethylene glycol dimethyl ether | 112-49-2 | 28472 | N | N | Not Assigned | Accepted | 3/2/2007 8:42:28 AM
2895 | Triethylene glycol monobutyl ether | 143-22-6 | 39248 | Y | N | Not Assigned | Accepted | 3/2/2007 8:42:28 AM
4670 | Trifloxystrobin | 141517-21-7 | 964486 | N | N | Organics, Pesticide | Accepted | 7/22/2014 12:00:00 AM
3481 | Trifloxysulfuron-sodium | 290332-10-4 | 17131962 | Y | N | Organics, Pesticide | Accepted | 11/29/2010 4:53:08 PM
1961 | Trifluralin | 1582-09-8 | 89060 | Y | N | Organics, Pesticide | Accepted | 3/2/2007 8:42:28 AM
1963 | Trihalomethanes |  | 701045 | Y | N | Not Assigned | Accepted | 3/2/2007 8:42:28 AM
2896 | Triisopropanolamine | 122-20-3 | 32177 | Y | N | Not Assigned | Accepted | 3/2/2007 8:42:28 AM
2144 | Triisopropyl orthoborate | 5419-55-6 | 132092 | Y | N | Organics, Pesticide | Accepted | 3/2/2007 8:42:28 AM
2897 | Triisopropylamine | 3424-21-3 | 17124199 | Y | N | Not Assigned | Accepted | 3/2/2007 8:42:28 AM
2898 | Trimethoprim | 738-70-5 | 17003344 | Y | N | Organics, Other | Accepted | 3/2/2007 8:42:28 AM
4753 | Trimethoprim-13C3 | 1189970-95-3 |  | N | N | Not Assigned | Accepted | 3/24/2014 9:00:00 AM
5059 | Trimethoprim-d9 | 1189460-62-5 |  | N | N | Not Assigned | Accepted | 2/2/2015 9:09:49 AM
2899 | Trimethoprim/Sulfamethoxazole (unspecified mix) | 8064-90-2 | 17294364 | Y | N | Not Assigned | Accepted | 3/2/2007 8:42:28 AM
5177 | Trimethyl Phosphate | 512-56-1 | 49403 | N | N | Not Assigned | Accepted | 4/14/2015 3:35:04 PM
1965 | Trimethylbenzene | 25551-13-7 | 233320 | N | N | Organics, Other | Accepted | 7/22/2014 12:00:00 AM
1964 | Trimethylcyclohexene | 68555-95-3 | 456723 | Y | N | Not Assigned | Accepted | 3/2/2007 8:42:28 AM
1968 | Trimethylnaphthalene | 28652-77-9 | 691758 | Y | N | Not Assigned | Accepted | 3/2/2007 8:42:28 AM
1969 | Trimethylpyrazine | 14667-55-1 | 196626 | N | N | Not Assigned | Accepted | 3/2/2007 8:42:29 AM
7305 | Trimethylsilyl ether of glycerol | 6787-10-6 |  | N | N | Not Assigned | Accepted | 10/3/2018 1:48:26 PM
2900 | Trimipramine maleate | 521-78-8 | 17164138 | Y | N | Not Assigned | Accepted | 3/2/2007 8:42:29 AM
3050 | Trinexapac-Ethyl | 95266-40-3 | 605329 | N | N | Not Assigned | Accepted | 7/3/2008 12:21:28 PM
1970 | Trinitrotoluene | 118-96-7 | 30460 | Y | N | Organics, Other | Accepted | 3/2/2007 8:42:29 AM
4886 | Tripentyltin chloride | 3342-67-4 |  | N | N | Not Assigned | Accepted | 5/1/2014 9:00:00 AM
1971 | Triphenyl phosphate | 115-86-6 | 29272 | N | N | Organics, Other | Accepted | 7/22/2014 12:00:00 AM
3712 | Triphenylene | 217-59-4 | 40725 | N | N | Not Assigned | Accepted | 11/2/2012 5:53:44 PM
4887 | Tripropyltin chloride | 2279-76-7 |  | N | N | Not Assigned | Accepted | 5/1/2014 9:00:00 AM
2941 | Tris(1,3-dichloro-2-propyl)phosphate | 13674-87-8 | 189563 | Y | N | Organics, Other | Accepted | 3/2/2007 8:42:29 AM
5625 | Tris(1-chloro-2-propyl) phosphate | 13674-84-5 | 189555 | N | N | Organics, Other | Accepted | 3/4/2016 7:17:54 AM
5169 | Tris(2,3-dibromopropyl) Phosphate | 126-72-7 | 33969 | N | N | Not Assigned | Accepted | 4/14/2015 3:35:04 PM
1972 | Tris(2-butoxyethyl) phosphate | 78-51-3 | 7161 | N | N | Organics, Other | Accepted | 3/2/2007 8:42:29 AM
1973 | Tris(2-chloroethyl) phosphate | 115-96-8 | 29322 | Y | N | Organics, Other | Accepted | 3/2/2007 8:42:29 AM
4610 | Triticonazole | 131983-72-7 | 964379 | N | N | Organics, Pesticide | Accepted | 8/1/2013 11:19:06 AM
1974 | Tritium | 10028-17-8 | 166686 | N | N | Not Assigned | Accepted | 7/22/2014 12:00:00 AM
1459 | Tritriacontane | 630-05-7 | 52450111 | Y | N | Not Assigned | Accepted | 3/2/2007 8:42:29 AM
1975 | True color |  | 1640283 | N | N | Physical | Accepted | 3/2/2007 8:42:29 AM
5639 | Tumors Present (Y/N) (choice list) |  |  | N | Y | Not Assigned | Accepted | 6/8/2016 9:44:31 AM
1976 | Tungsten | 7440-33-7 | 149948 | N | N | Inorganics, Minor, Metals | Accepted | 7/22/2014 12:00:00 AM
1977 | Turbidity |  | 1640507 | N | N | Physical | Accepted | 3/2/2007 8:42:29 AM
682 | Turbidity Field |  |  | N | N | Physical | Accepted | 10/25/2016 12:01:03 PM
2901 | Turbidity severity (choice list) |  | 1646090 | N | Y | Physical | Accepted | 3/2/2007 8:42:29 AM
2902 | Tylosin | 1401-69-0 | 17164146 | Y | N | Organics, Other | Accepted | 3/2/2007 8:42:29 AM
2903 | Tyrothricin | 1404-88-2 | 17123266 | Y | N | Not Assigned | Accepted | 3/2/2007 8:42:30 AM
6879 | Undecanamide, 11-bromo- | 5875-26-3 |  | N | N | Not Assigned | Accepted | 1/11/2018 10:06:52 AM
1978 | Undecane | 1120-21-4 | 78907 | Y | N | Organics, Other | Accepted | 3/2/2007 8:42:30 AM
4935 | Undecane, tridecane, pentadecane mix |  |  | N | N | Not Assigned | Accepted | 6/30/2014 12:00:00 AM
1387 | Undecanoic acid | 112-37-8 | 28373 | Y | N | Organics, Other | Accepted | 3/2/2007 8:42:30 AM
3405 | Undercut Banks (%) |  |  | N | N | Information | Accepted | 6/29/2010 8:41:23 AM
5699 | Understory Herbaceous (choice list) |  |  | N | Y | Not Assigned | Accepted | 4/11/2017 12:00:00 AM
5571 | Undrained Shear Strength |  |  | N | N | Not Assigned | Accepted | 12/21/2015 3:01:39 PM
4901 | Unknown Arsenic Species |  |  | N | N | Physical | Accepted | 6/5/2014 12:00:00 AM
3681 | Uranium | 7440-61-1 | 150185 | N | N | Radiochemical | Accepted | 7/22/2014 12:00:00 AM
1979 | Uranium 238/234 ratio |  | 967372 | Y | N | Not Assigned | Accepted | 3/2/2007 8:42:30 AM
2186 | Uranium-233 | 13968-55-3 | 192765 | N | N | Radiochemical | Accepted | 9/23/2016 8:36:35 AM
5015 | Uranium-233/234 | 11-08-5 |  | N | N | Radiochemical | Accepted | 1/23/2015 8:53:12 AM
1980 | Uranium-234 | 13966-29-5 | 192708 | N | N | Radiochemical | Accepted | 7/22/2014 12:00:00 AM
1981 | Uranium-234/235/238 |  | 967380 | Y | N | Radiochemical | Accepted | 3/2/2007 8:42:30 AM
1982 | Uranium-235 | 15117-96-1 | 198606 | N | N | Radiochemical | Accepted | 7/22/2014 12:00:00 AM
1983 | Uranium-236 | 13982-70-2 | 192864 | N | N | Radiochemical | Accepted | 7/22/2014 12:00:00 AM
1984 | Uranium-238 | 7440-61-1 | 1734789 | N | N | Radiochemical | Accepted | 7/22/2014 12:00:00 AM
1985 | Urea | 57-13-6 | 2451 | N | N | Organics, Pesticide | Accepted | 7/22/2014 12:00:00 AM
5300 | Uric acid | 69-93-2 | 4564 | N | N | Not Assigned | Accepted | 5/4/2015 7:30:58 AM
3668 | USDA Soil Texture Classification (choice list) |  |  | N | Y | Not Assigned | Accepted | 4/11/2017 12:00:00 AM
5635 | USGS NAWQA Substrate Type (choice list) |  |  | N | Y | Not Assigned | Accepted | 6/8/2016 7:26:49 AM
6345 | Utermohl concentration factor |  |  | N | N | Not Assigned | Accepted | 2/27/2017 9:53:18 AM
7181 | UU Triaxial Deviator Stress |  |  | N | N | Not Assigned | Accepted | 7/17/2018 3:17:28 PM
7182 | UU Triaxial Strain |  |  | N | N | Not Assigned | Accepted | 7/17/2018 3:19:35 PM
3120 | UV 254 |  | 1640549 | N | N | Physical | Accepted | 7/22/2014 12:00:00 AM
4001 | UV Absorbance at 440 nm |  |  | N | N | Physical | Accepted | 2/19/2013 12:00:00 AM
2904 | UV Absorption, relative conc. of organic constituents |  | 17164641 | N | N | Physical | Accepted | 3/2/2007 8:42:30 AM
2905 | Vahlkampfia |  | 17294406 | N | N | Microbiological | Accepted | 3/2/2007 8:42:30 AM
2906 | Vahlkampfia limax |  | 17294406 | N | N | Microbiological | Accepted | 3/2/2007 8:42:30 AM
5060 | Valacyclovir | 124832-26-4 |  | N | N | Not Assigned | Accepted | 2/2/2015 9:09:50 AM
1986 | Valeric acid | 109-52-4 | 25908 | Y | N | Not Assigned | Accepted | 3/2/2007 8:42:30 AM
7437 | Valley Width |  |  | N | N | Not Assigned | Accepted | 10/4/2018 11:02:55 AM
3380 | Valley Width Index |  |  | N | N | Physical | Accepted | 6/8/2010 9:44:19 AM
4171 | Valsartan | 137862-53-4 | 1735681 | N | N | Organics, Other | Accepted | 5/30/2013 8:42:18 AM
1987 | Vanadium | 7440-62-2 | 150193 | N | N | Inorganics, Minor, Metals | Accepted | 7/22/2014 12:00:00 AM
4405 | Vanillin | 121-33-5 | 31666 | N | N | Not Assigned | Accepted | 3/20/2015 1:29:32 PM
2907 | Vannella |  | 17294638 | N | N | Microbiological | Accepted | 3/2/2007 8:42:30 AM
2908 | Vannellidae |  | 17294620 | N | N | Microbiological | Accepted | 3/2/2007 8:42:30 AM
4637 | Vegetation Density, Nudds Board Left |  |  | N | N | Information | Accepted | 8/26/2013 8:42:18 AM
4638 | Vegetation Density, Nudds Board Right |  |  | N | N | Information | Accepted | 8/26/2013 8:42:18 AM
5657 | Vegetative Protection LDB |  |  | N | N | Not Assigned | Accepted | 8/25/2016 1:07:52 PM
5658 | Vegetative Protection RDB |  |  | N | N | Not Assigned | Accepted | 8/25/2016 1:07:53 PM
2909 | Velocity - stream |  | 1645530 | N | N | Physical | Accepted | 3/2/2007 8:42:31 AM
5659 | Velocity Depth Regime |  |  | N | N | Not Assigned | Accepted | 8/25/2016 1:07:53 PM
2266 | Velocity-discharge |  | 1645555 | N | N | Physical | Accepted | 3/2/2007 8:42:31 AM
6520 | Venice Salinity Category (choice list) |  |  | N | Y | Physical | Accepted | 7/21/2017 11:57:45 AM
4594 | Venlafaxine | 93413-69-5 |  | N | N | Not Assigned | Accepted | 7/10/2013 11:19:06 AM
3911 | Venlafaxine hydrochloride | 99300-78-4 | 1736746 | N | N | Organics, Other | Accepted | 7/22/2014 12:00:00 AM
4787 | Venlafaxine-d6 | 1062606-12-5 |  | N | N | Not Assigned | Accepted | 3/24/2014 9:00:00 AM
3580 | Verapamil | 52-53-9 | 17163585 | N | N | Organics, Other | Accepted | 7/22/2014 12:00:00 AM
2910 | Vermicasts |  | 17294745 | Y | N | Not Assigned | Accepted | 3/2/2007 8:42:31 AM
1988 | Vernolate | 1929-77-7 | 94458 | N | N | Organics, Pesticide | Accepted | 7/22/2014 12:00:00 AM
2911 | Verticillium lecanii | 67892-35-7 | 372409 | Y | N | Microbiological | Accepted | 3/2/2007 8:42:31 AM
5348 | Viable seed count |  |  | N | N | Physical | Accepted | 7/24/2015 12:15:55 PM
5347 | Viable seed weight |  |  | N | N | Physical | Accepted | 7/24/2015 12:15:54 PM
2912 | Vibrio |  | 1852540 | N | N | Microbiological | Accepted | 3/2/2007 8:42:31 AM
1989 | Vinclozolin | 50471-44-8 | 288738 | N | N | Organics, Pesticide | Accepted | 7/22/2014 12:00:00 AM
1990 | Vinyl acetate | 108-05-4 | 24828 | N | N | Organics, Other | Accepted | 7/22/2014 12:00:00 AM
1991 | Vinyl bromide | 593-60-2 | 57448 | Y | N | Organics, Other | Accepted | 3/2/2007 8:42:31 AM
1992 | Vinyl chloride | 75-01-4 | 5231 | N | N | Organics, Pesticide | Accepted | 7/22/2014 12:00:00 AM
5494 | Vinyl chloride-d3 |  |  | N | N | Not Assigned | Accepted | 12/21/2015 3:01:37 PM
1993 | Vinyltoluene | 25013-15-4 | 227868 | Y | N | Not Assigned | Accepted | 3/2/2007 8:42:31 AM
4663 | Violaxanthin | 126-29-4 |  | N | N | Organics, Other | Accepted | 7/22/2014 12:00:00 AM
3651 | Virginiamycin | 11006-76-1 | 1735669 | N | N | Organics, Other | Accepted | 7/1/2011 4:36:13 PM
5315 | Virginiamycin M1 | 21411-53-0 |  | N | N | Organics, Other | Accepted | 5/19/2015 9:01:28 AM
1994 | Virus |  | 763938 | N | N | Microbiological | Accepted | 3/2/2007 8:42:31 AM
5333 | Visibility |  |  | N | N | Not Assigned | Accepted | 6/4/2015 11:46:19 AM
5114 | Visible Fat Blobs |  |  | N | N | Not Assigned | Accepted | 3/31/2015 3:41:02 PM
5148 | Vitamin E | 59-02-9 | 3004 | N | N | Not Assigned | Accepted | 4/14/2015 3:35:03 PM
5004 | Volatile Dissolved Solids |  |  | N | N | Not Assigned | Accepted | 1/9/2015 7:02:34 AM
3174 | Volatile suspended solids |  | 1640374 | N | N | Physical | Accepted | 3/9/2010 11:05:46 AM
6355 | Volume settled |  |  | N | N | Physical | Accepted | 2/27/2017 9:53:18 AM
3130 | Volume Storage |  |  | N | N | Physical | Accepted | 10/8/2009 9:06:03 AM
3581 | Warfarin | 81-81-2 | 8979 | N | N | Organics, Other | Accepted | 7/22/2014 12:00:00 AM
4758 | Warfarin-d5 | 75472-93-4 |  | N | N | Not Assigned | Accepted | 3/24/2014 9:00:00 AM
1996 | Waste well annulus pressure |  | 1647239 | N | N | Physical | Accepted | 3/2/2007 8:42:31 AM
1997 | Waste well injection pressure |  | 1647247 | N | N | Physical | Accepted | 3/2/2007 8:42:31 AM
1998 | Water | 7732-18-5 | 153171 | N | N | Physical | Accepted | 3/2/2007 8:42:31 AM
2913 | Water appearance (text) |  | 52457306 | N | N | Physical | Accepted | 3/2/2007 8:42:31 AM
3307 | Water Column Habitat Type (%) |  |  | N | N | Information | Accepted | 5/14/2010 3:44:35 PM
2914 | Water content of snow |  | 1647254 | N | N | Physical | Accepted | 3/2/2007 8:42:31 AM
2915 | Water level (probe) |  | 17164476 | N | N | Physical | Accepted | 3/2/2007 8:42:32 AM
3700 | Water level in relation to reference point |  |  | N | N | Physical | Accepted | 11/6/2012 6:04:05 PM
2916 | Water level in well during pumping, MSL |  | 1647270 | N | N | Physical | Accepted | 3/2/2007 8:42:32 AM
2917 | Water level in well, depth from a reference point |  | 52457231 | N | N | Physical | Accepted | 3/2/2007 8:42:32 AM
2919 | Water level in well, MSL |  | 1647288 | N | N | Physical | Accepted | 3/2/2007 8:42:32 AM
2920 | Water level reference point elevation |  | 52457249 | N | N | Physical | Accepted | 3/2/2007 8:42:32 AM
4676 | Water Odor (choice list) |  |  | N | Y | Physical | Accepted | 8/26/2013 8:42:18 AM
4678 | Water Pressure |  |  | N | N | Physical | Accepted | 8/26/2013 8:42:18 AM
4675 | Water Taste (choice list) |  |  | N | Y | Physical | Accepted | 8/26/2013 8:42:18 AM
4896 | Water usage |  | 17132697 | N | N | Information | Accepted | 5/14/2014 8:00:00 AM
3786 | Watercraft Observed |  |  | N | N | Physical | Accepted | 7/2/2012 4:27:23 PM
4897 | Watershed, predominant surrounding land use |  | 1646017 | N | N | Information | Accepted | 5/14/2014 8:00:00 AM
2921 | Wave height |  | 1647312 | N | N | Physical | Accepted | 3/2/2007 8:42:32 AM
2922 | Wave height (WMO code 1555) (choice list) |  | 1647312 | N | Y | Physical | Accepted | 3/2/2007 8:42:32 AM
1999 | Weak acids |  | 1647320 | N | N | Physical | Accepted | 3/2/2007 8:42:32 AM
2923 | Weather comments (text) |  | 1648278 | N | N | Physical | Accepted | 3/2/2007 8:42:32 AM
2924 | Weather condition (WMO code 4501) (choice list) |  | 1648286 | N | Y | Physical | Accepted | 3/2/2007 8:42:32 AM
2925 | Weather condition (WMO code 4677) (choice list) |  | 1648294 | N | Y | Physical | Accepted | 3/2/2007 8:42:32 AM
2926 | Weight |  | 1647338 | N | N | Physical | Accepted | 3/2/2007 8:42:32 AM
2000 | Weight, volatile portion |  | 1647346 | N | N | Physical | Accepted | 3/2/2007 8:42:32 AM
4696 | Well condition (choice list) |  |  | N | Y | Not Assigned | Accepted | 11/8/2013 2:49:31 PM
5584 | Wet Bulk Density of Soils |  |  | N | N | Not Assigned | Accepted | 12/21/2015 3:01:39 PM
5661 | Wetted Width |  |  | N | N | Physical | Accepted | 9/1/2016 3:31:23 PM
6900 | Whole effluent toxicity |  | 1647379 | N | N | Not Assigned | Accepted | 1/26/2018 12:05:42 PM
2927 | Width |  | 1645258 | N | N | Physical | Accepted | 3/2/2007 8:42:32 AM
3699 | Wind Condition (choice list) |  |  | N | Y | Not Assigned | Accepted | 4/11/2017 12:00:00 AM
2928 | Wind direction (direction from, expressed 0-360 deg) |  | 1647387 | N | N | Physical | Accepted | 3/2/2007 8:42:32 AM
7507 | Wind direction from (choice list) |  |  | N | Y | Physical | Accepted | 10/29/2018 3:34:40 PM
2929 | Wind force, Beaufort scale |  | 1647403 | N | N | Physical | Accepted | 3/2/2007 8:42:32 AM
768 | Wind gust, peak |  | 524671211 | N | N | Not Assigned | Accepted | 10/3/2016 2:09:53 PM
5630 | Wind Speed (choice list) |  |  | N | Y | Not Assigned | Accepted | 3/16/2016 1:11:30 PM
4951 | Wind Speed Severity (choice list) |  |  | N | Y | Not Assigned | Accepted | 9/22/2014 10:48:32 AM
2930 | Wind velocity |  | 1647411 | N | N | Physical | Accepted | 3/2/2007 8:42:32 AM
2931 | Withdrawal rate of ground water |  | 1647429 | N | N | Information | Accepted | 3/2/2007 8:42:33 AM
3384 | Wood class (choice list) |  |  | N | Y | Information | Accepted | 6/8/2010 9:44:20 AM
2001 | Wood creosote | 8021-39-4 | 159038 | N | N | Organics, Pesticide | Accepted | 3/2/2007 8:42:33 AM
5694 | Woody Canopy Type (choice list) |  |  | N | Y | Not Assigned | Accepted | 4/11/2017 12:00:00 AM
5701 | Woody Ground Coverage shrubs (choice list) |  |  | N | Y | Not Assigned | Accepted | 4/11/2017 12:00:00 AM
5700 | Woody Ground Coverage Type (choice list) |  |  | N | Y | Not Assigned | Accepted | 4/11/2017 12:00:00 AM
7303 | Woody Understory shrubs (choice list) |  |  | N | Y | Not Assigned | Accepted | 10/3/2018 11:35:44 AM
5697 | Woody Understory Type (choice list) |  |  | N | Y | Not Assigned | Accepted | 4/11/2017 12:00:00 AM
2081 | Xanthacridinum | 8048-52-0 | 17125584 | Y | N | Not Assigned | Accepted | 3/2/2007 8:42:33 AM
5590 | Xenon-133 | 14932-42-4 | 52459294 | N | N | Not Assigned | Accepted | 12/23/2015 10:32:56 AM
5591 | Xenon-135 | 14995-62-1 | 52459567 | N | N | Not Assigned | Accepted | 12/23/2015 10:32:56 AM
5050 | Xylachlor | 63114-77-2 | 17129925 | N | N | Not Assigned | Accepted | 2/2/2015 9:09:45 AM
2002 | Xylene | 1330-20-7 | 84970 | Y | N | Organics, Pesticide | Accepted | 3/2/2007 8:42:33 AM
3976 | Xylenes, m- & p- Mix |  | 966515 | N | N | Organics, Other | Accepted | 7/22/2014 12:00:00 AM
7543 | Xylitol | 87-99-0 | 11502 | N | N | Organics, Pesticide | Accepted | 11/13/2018 1:04:16 PM
2932 | Yersinia |  | 52451861 | N | N | Microbiological | Accepted | 7/22/2014 12:00:00 AM
2003 | Ytterbium | 7440-64-4 | 150219 | N | N | Inorganics, Minor, Metals | Accepted | 7/22/2014 12:00:00 AM
4084 | Ytterbium-169 | 14269-78-4 | 52458080 | N | N | Radiochemical | Accepted | 7/22/2014 12:00:00 AM
2004 | Yttrium | 7440-65-5 | 150227 | N | N | Inorganics, Minor, Metals | Accepted | 7/22/2014 12:00:00 AM
2933 | Yttrium-90 | 10098-91-6 | 775973 | Y | N | Radiochemical | Accepted | 3/2/2007 8:42:33 AM
4664 | Zeaxanthin | 144-68-3 |  | N | N | Not Assigned | Accepted | 7/22/2014 12:00:00 AM
4750 | Zidovudine | 30516-87-1 | 17159005 | N | N | Not Assigned | Accepted | 3/24/2014 9:00:00 AM
4793 | Zidovudine-d3 | 325484-33-1 |  | N | N | Not Assigned | Accepted | 3/24/2014 9:00:00 AM
2005 | Zinc | 7440-66-6 | 150235 | Y | N | Inorganics, Minor, Metals | Accepted | 3/2/2007 8:42:33 AM
2934 | Zinc bacitracin | 1405-89-6 | 86496 | Y | N | Not Assigned | Accepted | 3/2/2007 8:42:33 AM
2935 | Zinc dehydroabietylammonium 2-ethylhexanoate | 53404-92-5 | 17129115 | Y | N | Organics, Pesticide | Accepted | 3/2/2007 8:42:33 AM
2006 | Zinc phosphide | 1314-84-7 | 83154 | N | N | Organics, Pesticide | Accepted | 7/22/2014 12:00:00 AM
2007 | Zinc-65 | 13982-39-3 | 776328 | N | N | Radiochemical | Accepted | 7/22/2014 12:00:00 AM
2008 | Zineb | 12122-67-7 | 179374 | N | N | Organics, Pesticide | Accepted | 3/2/2007 8:42:33 AM
2009 | Ziram | 137-30-4 | 36939 | N | N | Organics, Pesticide | Accepted | 7/22/2014 12:00:00 AM
2936 | Zircon (Zr(SiO4)) | 14940-68-2 | 197806 | N | N | Not Assigned | Accepted | 3/2/2007 8:42:33 AM
2010 | Zirconium | 7440-67-7 | 150243 | N | N | Inorganics, Minor, Metals | Accepted | 7/22/2014 12:00:00 AM
6440 | Zirconium tetrachloride | 10026-11-6 |  | N | N | Not Assigned | Accepted | 4/11/2017 2:20:17 PM
2012 | Zirconium-95 | 13967-71-0 | 776146 | N | N | Radiochemical | Accepted | 7/22/2014 12:00:00 AM
2011 | Zirconium/Niobium-95 |  | 967398 | Y | N | Not Assigned | Accepted | 3/2/2007 8:42:34 AM
4209 | Zolpidem | 82626-48-0 |  | N | N | Organics, Other | Accepted | 5/30/2013 8:42:18 AM
4210 | Zolpidem phenyl-4-carboxylic acid | 109461-65-6 |  | N | N | Organics, Pesticide | Accepted | 5/30/2013 8:42:18 AM
3097 | Zone of Influence |  |  | N | N | Physical | Accepted | 6/29/2010 8:41:23 AM
2013 | Zooplankton |  | 1852326 | N | N | Biological | Accepted | 7/22/2014 12:00:00 AM
4519 | Zooplankton Density |  |  | N | N | Biological | Accepted | 7/10/2013 11:19:06 AM
4520 | Zooplankton Relative Density |  |  | N | N | Biological | Accepted | 7/10/2013 11:19:06 AM

## CHARACTERISTIC_GROUP
UID | Name | Last Change Date
2 | Biological | 6/15/2018 9:44:33 AM
3 | Habitat | 6/15/2018 9:44:33 AM
4 | Information | 6/15/2018 9:44:33 AM
5 | Inorganics, Major, Metals | 6/15/2018 9:44:33 AM
6 | Inorganics, Major, Non-metals | 6/15/2018 9:44:33 AM
7 | Inorganics, Minor, Metals | 6/15/2018 9:44:33 AM
8 | Inorganics, Minor, Non-metals | 6/15/2018 9:44:33 AM
9 | Microbiological | 6/15/2018 9:44:33 AM
1 | Not Assigned | 6/15/2018 9:44:33 AM
10 | Nutrient | 6/15/2018 9:44:33 AM
11 | Organics, Other | 6/15/2018 9:44:33 AM
12 | Organics, PCBs | 6/15/2018 9:44:33 AM
13 | Organics, Pesticide | 6/15/2018 9:44:33 AM
14 | Physical | 6/15/2018 9:44:33 AM
15 | Population/Community | 6/15/2018 9:44:33 AM
16 | Radiochemical | 6/15/2018 9:44:33 AM
17 | Sediment | 6/15/2018 9:44:33 AM
18 | Stable Isotopes | 6/15/2018 9:44:33 AM
19 | Toxicity | 6/15/2018 9:44:33 AM
|  |  | 50 | 6000 | 120
50

## DETECTION-QUANTITATION_LIMIT_TY
UID | Name | Description | Last Change Date
22 | Blank-adjusted method detect limit | Blank-adjusted method detect limit | 12/21/2015 2:28:18 PM
31 | Contract Detection Limit | Minimum level of detection acceptable under the contract Statement of Work (SOW). However, laboratory-derived IDLs (adjusted for sample size, dilution and moisture) are used for reporting limits | 6/16/2016 10:11:16 AM
19 | Contract Quantitation Limit | - Minimum level of reliable quantitation acceptable under the contract Statement of Work (SOW). | 12/21/2015 2:28:18 PM
20 | Daily detection limit | Daily detection limit | 12/21/2015 2:28:18 PM
7 | Drinking Water Maximum | Maximum Contaminant Levels (MCLs) is the legal threshold limit on the amount of a substance that is allowed in public water systems under the Safe Drinking Water Act. | 8/12/2006 12:26:53 AM
3 | Estimated Detection Level | Estimated Detection Level -- Minimum concentration required to produce a specified signal-to-noise (S/N) ratio. | 8/12/2006 12:26:53 AM
30 | Estimated Quantitation Limit | Lowest concentration that can be reliably achieved within specified limits of precision and accuracy during routine lab operations. EQLs normally are arbitrarily set rather than explicitly determined. | 6/16/2016 8:37:57 AM
27 | Field Holding Time Limit | Performed in field. Samples are only representative of the area they were taken from for a specific length of time before sample preparation or analysis must begin. This is defined as "holding time." | 4/4/2016 3:13:18 PM
1 | Instrument Detection Level | Instrument Detection Level(IDL)--Lowest concentration that can be detected by an instrument without correction for the effects of sample matrix or method-specific parameters such as sample preparation | 1/26/2010 12:17:18 PM
13 | Interim Reporting Level | Interim Reporting Level - a temporary reporting level used for new or custom schedules when a LRL has not yet been established | 9/10/2014 12:00:00 AM
26 | Laboratory Holding Time Limit | Performed in Lab. Samples are only representative of the area they were taken from for a specific length of time before sample preparation or analysis must begin. This is defined as "holding time." | 4/4/2016 2:05:33 PM
14 | Laboratory Reporting Level | Laboratory Reporting Level - formerly referred to as Non-Detection Value | 11/3/2014 12:00:00 AM
6 | Long Term Method Detection Level | is a modification of the defintion of the method detection limit (MDL). It includes a more thorough capture of laboratory variability, and is calculated using three different possible data assessments | 8/12/2006 12:26:53 AM
21 | Lower limit of detection | - Generally the same as IDL. IDLs are explicitly determined and generally defined as three times the standard deviation of the mean noise level. | 12/21/2015 2:28:18 PM
5 | Lower Quantitation Limit | Lower Limit of Quantitation(LLQ) Generally the same as EQL. | 8/12/2006 12:26:53 AM
10 | Lower Reporting Limit | Lower Reporting Limit | 8/12/2006 12:26:53 AM
16 | Measurement Uncertainty | A quantitative expression of error that results from incomplete knowledge or information about a parameter or value | 12/9/2015 7:39:00 AM
2 | Method Detection Level | Synonymous with Method Detection Limit (MDL), is the minimum concentration of a substance that can be measured and reported with a 99% confidence that the analyte concentration is greater than zero. | 1/24/2017 4:36:33 PM
15 | Minimum Reporting Level | Minimum Reporting Level is the smallest measured concentration of a constituent that can be reliably measured using a given analytical method | 11/3/2014 12:00:00 AM
12 | Practical Quantitation Limit | Practical Quantitation Limit (PQL) | 1/26/2010 12:17:18 PM
23 | Reporting limit | Reporting limit | 12/21/2015 2:28:18 PM
73 | Required detection limit | New term from the Federal Register ... to be investigated | 7/19/2018 8:11:17 AM
29 | Sample Detection Limit | Sample Detection Limit (SDL) - The MDL adjusted to reflect sample-specific actions such as dilution or use of smaller aliquot sizes, or to report results on a dry-weight basis. | 6/16/2016 8:25:43 AM
11 | Sample-specific min detect conc | Sample-specific min detect concentration | 10/29/2009 12:33:39 PM
24 | Sample-Specific Quantitation Limit | - The EQL adjusted to reflect sample-specific actions such as dilution or use of smaller aliquot sizes, or to report results on a dry-weight basis. | 12/21/2015 2:28:18 PM
25 | Specified in workplan | Specified in workplan... requested by GLENDA | 3/29/2016 3:06:29 PM
17 | Statistical Uncertainty | That component of uncertainty which arises from imprecision. www.iaea.org/OurWork/ST/NE/NEFW/WTS-Networks/IDN/idnfiles/Wkp_on_Development_WM,WasteCharacterization_Clearance/Day3/12.Statistics_GREY.pdf | 12/9/2015 7:55:38 AM
18 | Systematic Uncertainty | That component of uncertainty which arises from biases. www.iaea.org/OurWork/ST/NE/NEFW/WTS-Networks/IDN/idnfiles/Wkp_on_Development_WM,WasteCharacterization_Clearance/Day3/12.Statistics_GREY.pdf | 12/9/2015 7:55:38 AM
28 | Taxanomic Loss Threshold | Taxanomic Loss Threshold | 5/31/2016 2:00:03 PM
32 | Upper Calibration Limit | Upper Calibration Limit(UCL) - Highest concentration that can be reliably measured. The highest calibration standard in the lab's initial calibration curve adjusted for initial sample volume or weight | 6/16/2016 10:29:57 AM
4 | Upper Quantitation Limit | Upper Quantitation Limit - The largest concentration that an instrument can reliably detect. | 8/12/2006 12:26:53 AM
9 | Upper Reporting Limit | Upper Reporting Limit | 8/12/2006 12:26:53 AM
8 | Water Quality Standard or Criteria | Water Quality Standard or Criteria | 8/12/2006 12:26:53 AM

## RESULT_VALUE_TYPE
UID | Name | Description | Last Change Date
1 | Actual | existing now; present; current: | 2012-10-15 10:58
5 | Blank Corrected Calc | The data were blank corrected using the recommended procedure detailed in the analytical method. | 2009-09-10 08:25
3 | Calculated | To ascertain by computation or determined by mathematical calculation, evaluating, and reasoning. | 2012-10-15 10:58
4 | Control Adjusted | requirements are determined from the control test data | 2008-07-18 11:57
2 | Estimated | Approximation, educated guess, or projection of a quantity based on experience and/or information available at the time, and the cheapest (and least accurate) type of modeling. | 2012-10-15 10:58

## RESULT MEASURE QUALIFIER
UID | Code | Description | Last Change Date
329 | " | LCS or LCSD is outside acceptance limits. | 8/22/2017 12:16:58 PM
307 | $ | Incorrect sample container | 4/12/2017 3:14:21 PM
308 | * | Sample was warm when received | 4/12/2017 3:14:21 PM
328 | 4 | MS, MSD: The analyte present in the original sample is greater than 4 times the matrix spike concentration; therefore, control limits are not applicable | 8/22/2017 12:14:44 PM
55 | A | Compound not analyzed | 8/22/2013 1:44:00 PM
206 | AL | Aldol condensation present. Analyte may not be present. | 8/30/2016 4:56:40 PM
122 | ALK | Estimate, Alkylated PAH Sum | 3/16/2016 1:04:24 PM
123 | ALT | Alternate Method | 3/16/2016 1:04:24 PM
5 | B | Detection in blank | 4/24/2008 8:28:30 AM
124 | BAC | Correction Factor, background | 3/16/2016 1:04:24 PM
408 | BDJ | B D J; Detection in blank. Dilution required. Estimated value | 6/21/2018 12:44:59 PM
12 | BH | Detection in blank. Holding time exceeded. | 5/14/2009 2:21:45 PM
409 | BJ | B J; Detected in blank. Estimated value | 6/21/2018 12:44:59 PM
80 | BJHQC | Estimated value, compound also detected in LRB, holding time exceeded, QC problems | 9/3/2014 12:00:00 AM
81 | BJHT | Estimated value, compound also detected in LRB, holding time exceeded | 9/3/2014 12:00:00 AM
82 | BJQC | Estimated value, compound also detected in LRB, QC problems | 9/3/2014 12:00:00 AM
607 | BL | Detection in blank. Lowest available reporting limit for the analytical method used. | 12/17/2018 8:57:31 AM
508 | BMDL | Concentration is less than method detection limit (MDL) | 5/17/2018 7:33:22 AM
200 | BQB | Below Quantitation Limit. Detection in blank. | 7/6/2016 4:04:46 PM
201 | BQBJ | Below Quantitation Limit. Detection in blank. Estimated. | 7/6/2016 4:04:47 PM
202 | BQJ | Below Quantitation Limit. Estimated. | 7/6/2016 4:04:47 PM
125 | BQL | Below Quantitation Limit | 7/6/2016 4:09:14 PM
126 | BRL | Below Reporting Limit | 7/6/2016 4:09:17 PM
17 | BU | Detection in blank. Not Detected: The analyte was analyzed for, but was not detected at a level greater than or equal to the level of the adjusted Contract Required Quantitation Limit (CRQL) for sample and method. | 5/14/2009 2:23:57 PM
223 | BVER | Continuing calibration blank criteria was not met | 9/28/2016 1:08:07 PM
58 | C | Presence of compound may be due to contamination of sample during laboratory processing | 8/22/2013 1:44:00 PM
127 | C25 | Dual Column result difference >25% | 3/16/2016 1:04:24 PM
128 | CAJ | Correction Factor, lab | 3/16/2016 1:04:24 PM
129 | CAN | No Result Reported, analysis canceled | 3/16/2016 1:04:24 PM
550 | CB+ | CCB out high. | 8/29/2018 4:17:46 PM
549 | CB+,J | CCB out high. Estimated value between MDL and MQL. | 8/29/2018 4:17:45 PM
130 | CBC | No Result Reported, cannot be calculated | 3/16/2016 1:04:24 PM
410 | CBD | C B D; Co-eluting congener. Detection in blank. Dilution required | 6/21/2018 12:44:59 PM
411 | CBDJ | C B D J; Co-eluting congener. Detection in blank. Dilution required. Estimated | 6/21/2018 12:44:59 PM
412 | CBJ | C B J; Co-eluting congener. Detection in blank. Estimated | 6/21/2018 12:44:59 PM
131 | CBL | Correction Factor, blank | 3/16/2016 1:04:24 PM
197 | CBQBJ | Co-eluting congener. Below Quantitation Limit. Detection in blank. Estimated. | 7/6/2016 4:04:45 PM
189 | CC | co-eluting congener | 6/15/2016 1:28:59 PM
193 | CCB | Co-eluting congener. Detection in blank. | 7/6/2016 4:04:45 PM
194 | CCBJ | Co-eluting congener. Detection in blank. Estimated. | 7/6/2016 4:04:45 PM
196 | CCBQ | Co-eluting congener. Below Quantitation Limit. | 7/6/2016 4:04:45 PM
198 | CCBQJ | Co-eluting congener. Below Quantitation Limit. Estimated. | 7/6/2016 4:04:46 PM
195 | CCJ | Co-eluting congener. Estimated. | 7/6/2016 4:04:45 PM
199 | CCU | Co-eluting congener. Not Detected. | 7/6/2016 4:04:46 PM
413 | CD | C D; Co-eluting congener. Detection in blank. Dilution required | 6/21/2018 12:44:59 PM
132 | CDI | Correction Factor, dilution | 3/16/2016 1:04:24 PM
414 | CDJ | C D J; Co-eluting congener. Dilution required. Estimated | 6/21/2018 12:44:59 PM
417 | CEBDJ | C EMPC B D J; Co-eluting congener. Estimated maximum possible concentration. Detection in blank. Dilution required. Estimated. | 6/21/2018 12:44:59 PM
418 | CECBJ | C EMPC B J; Co-eluting congener. Estimated maximum possible concentration. Detection in blank. Estimated. | 6/21/2018 12:44:59 PM
420 | CECDJ | C EMPC D J; Co-eluting congener. Estimated maximum possible concentration. Dilution required. Estimated. | 6/21/2018 12:45:00 PM
416 | CEMCB | C EMPC B; Co-eluting congener. Estimated maximum possible concentration. Detection in blank | 6/21/2018 12:44:59 PM
415 | CEMPC | C EMPC; Co-eluting congener. Estimated maximum possible concentration | 6/21/2018 12:44:59 PM
419 | CEPCD | C EMPC D; Co-eluting congener. Estimated maximum possible concentration. Dilution required. | 6/21/2018 12:44:59 PM
421 | CEPCJ | C EMPC J; Co-eluting congener. Estimated maximum possible concentration. Estimated. | 6/21/2018 12:45:00 PM
287 | CJQC | Estimated value, possible contamination of sample during laboratory processing, QC problems | 11/14/2016 2:52:55 PM
133 | CLC | Correction Factor, other | 3/16/2016 1:04:24 PM
207 | CNT | Non-acceptable colony counts. | 8/30/2016 4:56:40 PM
134 | CON | Value Confirmed | 3/16/2016 1:04:24 PM
422 | CUD | C U D; Co-eluting congener. Not detected. Dilution required | 6/21/2018 12:45:00 PM
11 | D | Contract Required Quantitation Limit (CRQL) not met due to sample matrix interference, dilution required. | 5/14/2009 2:21:45 PM
16 | DB | Contract Required Quantitation Limit (CRQL) not met due to sample matrix interference, dilution required. Detection in blank. | 5/14/2009 2:23:57 PM
205 | DBH | Contract Required Quantitation Limit (CRQL) not met due to sample matrix interference, dilution required. Detection in blank. Holding time exceeded. | 7/20/2016 8:25:10 AM
330 | DE | Serial dilution acceptance criteria not met. | 8/22/2017 12:37:58 PM
135 | DEC | Value Decensored | 3/16/2016 1:04:24 PM
21 | DH | Contract Required Quantitation Limit (CRQL) not met due to sample matrix interference, dilution required. Holding time exceeded | 5/13/2010 2:21:45 PM
109 | DHJ | Contract Required Quantitation Limit (CRQL) not met due to sample matrix interference, dilution required. Holding time exceeded. Estimated: The analyte was positively identified and the associated numerical value is the approximate concentration of the analyte in the sample | 12/12/2014 2:13:15 PM
14 | DJ | Contract Required Quantitation Limit (CRQL) not met due to sample matrix interference, dilution required. Estimated:The analyte was positively identified and the associated numerical value is the approximate concentration of the analyte in the sample. | 5/14/2009 2:21:46 PM
73 | DL | Not Detected: The analyte was not detected at a level >= to the Method Detection Limit for the analysis. | 11/25/2013 1:44:00 PM
22 | DR | Contract Required Quantitation Limit (CRQL) not met due to sample matrix interference, dilution required. Rejected: The sample results are unusable due to the quality of the data generated because certain criteria were not met. The analyte may or may not be present in the sample. | 5/13/2010 2:21:45 PM
15 | DU | Contract Required Quantitation Limit (CRQL) ... Not Detected: The analyte was analyzed for, but was not detected at a level greater than or equal to the level of the adjusted Contract Required Quantitation Limit (CRQL) for sample and method. | 5/14/2009 2:26:12 PM
54 | E | Concentration of analyte being analyzed exceeded calibration range of instrument. | 2/13/2012 6:03:18 PM
425 | ECBDJ | EMPC B D J; Estimated maximum possible concentration. Detected in blank. Dilution required. Estimated value | 6/21/2018 12:45:00 PM
136 | ECI | Estimated Value, Coelution | 3/16/2016 1:04:24 PM
19 | EE | Identifies compounds whose concentration exceed the calibration range addition of the instrument for that specific analysis. | 8/28/2009 5:04:35 PM
59 | EFAI | Equipment failure | 8/22/2013 1:44:00 PM
137 | EMPC | Estimated Maximum Possible Concentration | 3/16/2016 1:04:25 PM
423 | EMPCB | EMPC B; Estimated maximum possible concentration. Detected in blank | 6/21/2018 12:45:00 PM
431 | EMPCJ | EMPC J; Estimated maximum possible concentration. Estimated value | 6/21/2018 12:45:00 PM
424 | EPCBD | EMPC B D; Estimated maximum possible concentration. Detected in blank. Dilution required | 6/21/2018 12:45:00 PM
426 | EPCBJ | EMPC B J; Estimated maximum possible concentration. Detected in blank. Estimated value | 6/21/2018 12:45:00 PM
429 | EPCD | EMPC D; Estimated maximum possible concentration. Detected in blank. Dilution required. | 6/21/2018 12:45:00 PM
430 | EPCDJ | EMPC D J; Estimated maximum possible concentration. Dilution required. Estimated value | 6/21/2018 12:45:00 PM
138 | ESD | Estimated Value, serial dilution difference | 3/16/2016 1:04:25 PM
139 | EST | Estimated Value, outside limit of precision | 3/16/2016 1:04:25 PM
140 | EVA | Estimated Value, multiple Aroclors | 3/16/2016 1:04:25 PM
141 | EVAD | Estimated Value, degradation | 3/16/2016 1:04:25 PM
142 | EVID | Estimated Value, tentatively identified compound | 3/16/2016 1:04:25 PM
60 | F | Estimated value: compound failed initial calibration check (CCC) or QC criteria | 8/22/2013 1:44:00 PM
427 | F1F2 | MS and/or MSD Recovery is outside acceptance limits and MS/MSD RPD exceeds control limits. | 1/10/2018 11:11:29 AM
428 | F1F2B | MS and/or MSD Recovery is outside acceptance limits, MS/MSD RPD exceeds control limits, and compound was found in the blank and sample. | 1/10/2018 11:14:09 AM
467 | FBK | Analyte found in blank. Sample contamination indicated. | 1/23/2018 2:26:21 PM
143 | FDB | Dry Blank, failed | 3/16/2016 1:04:25 PM
144 | FDC | Drift Check, failed | 3/16/2016 1:04:25 PM
145 | FDL | Lab Duplicate, failed | 3/16/2016 1:04:25 PM
53 | FEQ | Field Equipment Questionable | 1/11/2012 5:15:03 PM
209 | FFB | Failed. Field blank not acceptable. | 8/30/2016 4:56:40 PM
146 | FFD | Field Duplicate, failed | 3/16/2016 1:04:25 PM
210 | FFS | Failed. Field spike not acceptable. | 8/30/2016 4:56:40 PM
211 | FFT | Failed. Trip blank not acceptable. | 8/30/2016 4:56:40 PM
147 | FIS | Internal Standard, failed | 3/16/2016 1:04:25 PM
148 | FLA | Field Lab Anomaly | 3/16/2016 1:04:25 PM
208 | FLD | Failed. Lab duplicate not acceptable. | 8/30/2016 4:56:40 PM
212 | FLS | Failed. Lab spike recovery not acceptable. | 8/30/2016 4:56:40 PM
213 | FMS | Failed. Matrix spike recovery not acceptable. | 8/30/2016 4:56:40 PM
149 | FPC | Performance Check, failed | 3/16/2016 1:04:25 PM
150 | FPR | Ongoing Precision and Recovery, failed | 3/16/2016 1:04:25 PM
151 | FQC | Quality Control, failed | 3/16/2016 1:04:25 PM
567 | FQC,U | FQC,U -Quality Control, failed, Not Detected | 10/5/2018 8:34:26 AM
152 | FRS | Lab Reference, failed | 3/16/2016 1:04:25 PM
153 | FSD | Lab Spike Duplicate, failed | 3/16/2016 1:04:25 PM
215 | FSL | Failed. Spiked lab blank recovery not acceptable. | 8/30/2016 4:56:40 PM
214 | FSP | Failed. Surrogate spike recovery not acceptable. | 8/30/2016 4:56:40 PM
154 | FUB | Field Tubing Blank, failed | 3/16/2016 1:04:25 PM
191 | G | lock mass interference present | 6/15/2016 1:28:59 PM
507 | GG | Reported Value Is Between MDL and the Practical Quantitation Level (Or Reporting Limit) | 5/17/2018 7:30:15 AM
74 | GT | The listed result is greater than the upper quantitation limit for either the analytical method or the meter used for the measurement. Equivalent to the Legacy STORET Remark Code of L: Actual Value is known to be greater than the value given. | 11/25/2013 1:44:00 PM
155 | GXB | Estimated Value, greater than 10x blank | 3/16/2016 1:04:25 PM
6 | H | Holding time exceeded: | 4/24/2008 8:28:31 AM
13 | HBJ | Holding time exceeded. Detection in blank. Estimated: The analyte was positively identified and the associated numerical value is the approximate concentration of the analyte in the sample. | 5/14/2009 2:21:45 PM
156 | HIB | Likely Biased High | 3/16/2016 1:04:25 PM
113 | HICC | Initial calibration criteria not met – high | 4/9/2015 9:10:23 AM
157 | HIM | High Moisture | 3/16/2016 1:04:25 PM
50 | HL | Holding time exceeded. Lowest available reporting limit for the analytical method used. | 12/2/2011 4:24:35 PM
23 | HLBL | high labeled compound recovery in sample, estimated value, estimated value | 5/19/2010 11:24:46 AM
120 | HMSD | Matrix spike duplicate acceptance criteria not met – high | 4/9/2015 9:10:25 AM
24 | HMSR | high matrix spike recovery, potential high bias | 5/19/2010 11:24:46 AM
627 | HMSRJ | High matrix spike recovery, potential high bias, Estimated: The analyte was positively identified and the associated numerical value is the approximate concentration of the analyte in the sample | 1/28/2019 4:13:48 PM
25 | HNRO | high native analyte recovery in OPR (or LCS), potential high bias | 5/19/2010 11:24:46 AM
158 | HTH | Hard to Homogenize | 3/16/2016 1:04:25 PM
27 | HVER | high calibration verification standard recovery, estimated value | 5/19/2010 11:24:47 AM
61 | I | Estimated value; compound failed initial calibration value | 8/22/2013 1:44:00 PM
159 | ICA | Incorrect Initial Calibration Associated with Sample | 3/16/2016 1:04:25 PM
647 | IDL | Instrument Detection Limit, less than | 2/21/2019 10:42:45 AM
216 | INT | Interference suspected. Analyte may not be present. | 8/30/2016 4:56:40 PM
224 | IQCOL | ICV,CCV,ICB,CCB, ISA, ISB, CRI, CRA, DLCK or MRL standard: Instrument related QC is outside acceptance limits | 10/27/2016 7:54:50 AM
118 | ISAC | Internal standard acceptance criteria not met | 4/9/2015 9:10:25 AM
160 | ISP | Improper Sample Preservation | 3/16/2016 1:04:25 PM
49 | ITNA | Incubation time not attained | 2/2/2011 5:07:31 PM
48 | ITNM | Incubation temperature not maintained | 2/2/2011 5:07:30 PM
1 | J | Estimated: The analyte was positively identified and the associated numerical value is the approximate concentration of the analyte in the sample. | 8/11/2006 11:50:00 PM
7 | J+ | Estimated: The analyte was positively identified and the associated numerical value... +++. | 5/7/2009 1:08:20 PM
57 | J- | The analyte was positively identified; the associated numerical value is the approximate concentration of the analyte in the sample, and may have a potential negative bias. | 2/19/2016 8:34:06 AM
83 | J-HT | Approximate value analysis exceeded the holding time | 9/3/2014 12:00:00 AM
62 | J-MI | Approximate value due to matrix interference | 8/22/2013 1:44:00 PM
63 | J-QC | Approximate value due to quality control problems | 8/22/2013 1:44:00 PM
64 | J-R | Approximate value result is below the reporting level but greater than the method detection limit | 8/22/2013 1:44:00 PM
75 | J-RB | Approximate value result is below the reporting level but greater than the method detection limit. Detection in blank. | 11/25/2013 1:44:00 PM
76 | J-RH | Approximate value result is below the reporting level but greater than the method detection limit. Holding time exceeded. | 11/25/2013 1:44:00 PM
10 | JB | Estimated: The analyte was positively identified and the associated numerical value is the approximate concentration of the analyte in the sample. Detection in blank. | 5/14/2009 2:21:45 PM
161 | JCN | Sample Container Damaged, no sample lost | 3/16/2016 1:04:25 PM
162 | JCW | Sample Container Damaged, sample lost | 3/16/2016 1:04:25 PM
331 | JDE | Estimated: The analyte was positively identified and the associated numerical value is the approximate concentration of the analyte in the sample. And serial dilution acceptance criteria not met. | 8/22/2017 12:38:47 PM
9 | JH | Estimated: The analyte was positively identified and the associated numerical value is the approximate concentration of the analyte in the sample. Holding time exceeded. | 5/14/2009 2:21:45 PM
288 | JHTF | Estimated value. Holding time exceeded in the field | 11/14/2016 2:52:56 PM
84 | JHTQC | Estimated value, exceeded holding time and QC problems | 9/3/2014 12:00:00 AM
52 | JL | Estimated: The analyte was positively identified and the associated numerical value is the approximate concentration of the analyte in the sample. Lowest available reporting limit for the analytical method used. | 12/2/2011 4:48:49 PM
548 | JL,U | Result estimated low. Result is less than the MDL. | 8/29/2018 4:17:45 PM
85 | JMQC | Estimated value, matrix interference, QC problems | 9/3/2014 12:00:00 AM
86 | JRHQC | Estimated value, between detection limit and reporting limit, holding time exceeded, QC problems | 9/3/2014 12:00:00 AM
87 | JRHT | Estimated value, between detection limit and reporting limit and exceeded holding time | 9/3/2014 12:00:00 AM
88 | JRQC | Estimated value, between detection limit and reporting limit and QC problems | 9/3/2014 12:00:00 AM
66 | K | Value below the detection Limit. For BOD: depletion is less than 1.0 | 8/22/2013 1:44:00 PM
289 | KB | Not detected, compound also detected in LRB | 11/14/2016 2:52:56 PM
89 | KBJHQ | Estimated value, not detected, compound also detected in LRB, holding time exceeded, QC problems | 9/3/2014 12:00:00 AM
90 | KBJQC | Estimated value, not detected, compound also detected in LRB, QC problems | 9/3/2014 12:00:00 AM
163 | KCF | Known Contamination, field | 3/16/2016 1:04:25 PM
111 | KJ | Estimated value, not detected | 3/20/2015 8:41:18 AM
91 | KJHQC | Estimated value, not detected, holding time exceeded and QC problems | 9/3/2014 12:00:00 AM
92 | KJHT | Estimated value, not detected and exceeded holding time | 9/3/2014 12:00:00 AM
93 | KJQC | Estimated value, not detected and QC problems | 9/3/2014 12:00:00 AM
18 | KK | True bacterial concentration is assumed to be less than the reported value. | 8/28/2009 5:04:14 PM
94 | KN | Not detected, presumptive evidence of nontarget compound | 9/3/2014 12:00:00 AM
95 | KNBJQ | Estimated value, not detected, compound also detected in LRB, presumptive evidence of nontarget compound, QC problems | 9/3/2014 12:00:00 AM
96 | KNJHT | Estimated value, not detected, presumptive evidence of nontarget compound, holding time exceeded | 9/3/2014 12:00:00 AM
97 | KNJQC | Not detected, presumptive evidence of non-target compound, estimated value, QC problems | 9/3/2014 12:00:00 AM
448 | KRMDL | Reported value was at or below the method detection limit (MDL) and entered at the MDL | 1/22/2018 12:22:58 PM
447 | KRPQL | Reported value was at or below the reporting limit (PQL or LQL) and entered at the PQL | 1/22/2018 12:22:58 PM
51 | L | Lowest available reporting limit for the analytical method used. | 12/2/2011 4:24:36 PM
164 | L5B | Estimated Value, less than 5x blank | 3/16/2016 1:04:25 PM
165 | LAC | No Result Reported, lab accident | 3/16/2016 1:04:26 PM
222 | LBF | Lab Failed, sample not analyzed | 8/30/2016 4:56:40 PM
99 | LBJQC | Estimated value, greater than quantitation limit, compound also detected in LRB, QC problems | 9/3/2014 12:00:00 AM
114 | LICC | Initial calibration criteria not met – low | 4/9/2015 9:10:23 AM
217 | LIS | Lab internal standard(s) added to sample. | 8/30/2016 4:56:40 PM
100 | LJHQC | Estimated value, greater than quantitation limit, holding time exceeded, QC problems | 9/3/2014 12:00:00 AM
101 | LJQC | Estimated value, greater than quantitation limit and QC problems | 9/3/2014 12:00:00 AM
20 | LL | True bacterial concentration is assumed to be greater than the reported value. | 8/28/2009 5:04:50 PM
28 | LLBL | low labeled compound recovery in sample, estimated value | 5/19/2010 11:24:47 AM
29 | LLRO | low labeled compound recovery in the OPR (or LCS), estimated value | 5/19/2010 11:24:47 AM
218 | LLS | Value less than lower quality control standard. | 8/30/2016 4:56:40 PM
121 | LMSD | Matrix spike duplicate acceptance criteria not met – low | 4/9/2015 9:10:26 AM
30 | LMSR | low matrix spike recovery, potential low bias | 5/19/2010 11:24:47 AM
547 | LMSRU | low matrix spike recovery, potential low bias. Result is less than the MDL. | 8/29/2018 4:22:53 PM
102 | LNJQC | Estimated value, greater than quantitation limit, presumptive evidence of nontarget compound, QC problems | 9/3/2014 12:00:00 AM
31 | LNRO | low native analyte recovery in OPR (or LCS), potential low bias | 5/19/2010 11:24:47 AM
166 | LOB | Likely Biased Low | 3/16/2016 1:04:26 PM
32 | LOPR | low OPR (or LCS) recovery, potential low bias | 5/19/2010 11:24:47 AM
117 | LSSR | Surrogate standard acceptance criteria not met – low | 4/9/2015 9:10:24 AM
33 | LVER | low calibration verification standard recovery, potential low bias | 5/19/2010 11:24:47 AM
167 | LXB | Estimated Value, between 5-10x blank | 3/16/2016 1:04:26 PM
168 | M6F | More Than 6 Flags Applied | 3/16/2016 1:04:26 PM
119 | MSR | Matrix spike acceptance criteria not met | 4/9/2015 9:10:25 AM
34 | MTRX | possible matrix interference, estimated value | 5/19/2010 11:24:47 AM
67 | N | Presumptive evidence of a nontarget compound | 8/22/2013 1:44:00 PM
290 | NA | Not Applicable | 11/14/2016 2:52:56 PM
169 | NAI | No Result Reported, interference | 3/16/2016 1:04:26 PM
103 | NB | Presumptive evidence of non-target compound; detected in blank | 9/3/2014 12:00:00 AM
104 | NBJQC | Estimated value, presumptive evidence of nontarget compound, compound also detected in LRB, QC problems | 9/3/2014 12:00:00 AM
387 | NFNSI | While comparison of nutrient fractions (e.g. filtered > unfiltered) or nutrient species (e.g. PO4 > TP) results are not consistent, the results are within precision limits and are analytically equal. | 11/20/2017 7:46:40 AM
407 | NFNSU | Comparison of nutrient fractions (e.g. filtered > unfiltered) or nutrient species (e.g. PO4 > TP) are not consistent. Results fall outside the normal limits of variability and do not meet Data Quality Objectives. Reanalyses were performed with consistent results. All QA limits and results were valid | 11/27/2017 10:27:06 AM
170 | NHS | Non-homogenous sample | 3/16/2016 1:04:26 PM
110 | NJ | Estimated value, presumptive evidence of nontarget compound | 3/17/2015 9:14:37 AM
105 | NJHT | Estimated value, presumptive evidence of nontarget compound, holding time exceeded | 9/3/2014 12:00:00 AM
106 | NJQC | Estimated value, presumptive evidence of nontarget compound, QC problems | 9/3/2014 12:00:00 AM
107 | NL | Estimated value, presumptive evidence of nontarget compound, greater than quantitation limit | 9/3/2014 12:00:00 AM
36 | NLBL | no labeled compound recovery in sample, rejected | 5/19/2010 11:24:47 AM
37 | NLRO | no labeled compound recovery in OPR (or LCS), rejected | 5/19/2010 11:24:47 AM
487 | NMSR | no matrix spike recovery, rejected | 3/8/2018 10:57:44 AM
190 | NN | authentic recovery is not within method/contract control limits | 6/15/2016 1:28:59 PM
115 | NRO | Control sample acceptance criteria not met | 4/9/2015 9:10:24 AM
291 | NRP | No Result Possible | 11/14/2016 2:52:56 PM
171 | NRR | No Result Reported, other | 3/16/2016 1:04:26 PM
172 | NSQ | No Result Reported, insufficient quantity of sample | 3/16/2016 1:04:26 PM
173 | OA3 | Outlier, across stations | 3/16/2016 1:04:26 PM
174 | OS3 | Outlier, single station | 3/16/2016 1:04:26 PM
175 | OTHER | Other | 3/16/2016 1:04:26 PM
220 | OUT | Result value is defined as an outlier by data owner | 8/30/2016 4:56:40 PM
527 | PBH | Estimated value, continuous probe biased high Quality control measures failed high at audit check during deployment. Could include pre, mid or post deployment check. | 6/11/2018 8:13:07 PM
528 | PBL | Estimated value, continuous probe biased low Quality control measures failed low at audit check during deployment. Could include pre, mid or post deployment check. | 6/11/2018 8:14:39 PM
176 | PNQ | No Quantifiable Result Reported | 3/16/2016 1:04:26 PM
177 | PPD | Spiked Blank Duplicate, failed | 3/16/2016 1:04:27 PM
219 | PRE | Presumptive evidence that analyte is present. | 8/30/2016 4:56:40 PM
77 | Q | The result did not pass the lab quality checks and there was an insufficient amount of the sample for re-analysis. | 11/25/2013 1:44:00 PM
178 | QCI | Quality Control incomplete | 3/16/2016 1:04:27 PM
2 | R | Rejected: The sample results are unusable due to the quality of the data generated because certain criteria were not met. The analyte may or may not be present in the sample. | 8/11/2006 11:50:00 PM
179 | REX | Re-Prepared | 3/16/2016 1:04:27 PM
180 | RIN | Re-Analyzed | 3/16/2016 1:04:27 PM
181 | RLRS | Reporting limit raised, low total solids | 3/16/2016 1:04:27 PM
42 | RMAX | result is a maximum value | 5/19/2010 11:24:48 AM
43 | RNAF | result not affected by noted QC issue | 5/19/2010 11:24:48 AM
45 | RNON | result reported as non-detect due to blank contamination | 5/19/2010 11:24:48 AM
46 | RPDX | RPD is MS/MSD pair exceeds criterion, estimated value | 5/19/2010 11:24:48 AM
203 | RPO | % RPD outside of acceptable limits | 7/6/2016 4:04:47 PM
204 | RPON | % RPD outside of acceptable limits. Presumptive evidence of a nontarget compound. | 7/6/2016 4:04:47 PM
347 | RRUDL | Lab reported a result value, however the lab's detection limit is not known/available for validation or comparison to the result. | 10/25/2017 7:44:08 AM
309 | RSM | Value verified by rerun, same method (USGS) | 4/12/2017 3:14:21 PM
182 | SBB | Estimated Value, less than blank | 3/16/2016 1:04:27 PM
183 | SCA | Suspected Contamination, lab analysis | 3/16/2016 1:04:27 PM
184 | SCF | Suspected Contamination, field | 3/16/2016 1:04:27 PM
185 | SCP | Suspected Contamination, lab preparation | 3/16/2016 1:04:27 PM
186 | SCX | Suspected Contamination, unknown | 3/16/2016 1:04:27 PM
226 | SD%EL | MS/MSD RPD exceeds control limits | 10/27/2016 7:54:50 AM
367 | SD%SS | MS/MSD RPD exceeds control limits due to sample size difference. (TestAmerica Laboratory with a qualifier code of 'F4') | 11/13/2017 12:46:57 PM
225 | SDROL | MS and/or MSD Recovery is outside acceptance limits | 10/27/2016 7:54:50 AM
187 | SLB | Spike level low compared to background | 3/16/2016 1:04:27 PM
116 | SSR | Surrogate standard acceptance criteria not met | 4/9/2015 9:10:24 AM
221 | SUS | Result value is defined as suspect by data owner | 8/30/2016 4:56:40 PM
108 | T | Hardness by Calculation Method - Standard Methods 2340B - 19th Ed | 9/3/2014 12:00:00 AM
112 | TOC | Temperature outside of criteria | 4/9/2015 9:10:23 AM
192 | TT | analyte recalculated against alternate labeled compound(s) | 6/15/2016 1:28:59 PM
3 | U | Not Detected: The analyte was analyzed for, but was not detected at a level greater than or equal to the level of the adjusted Contract Required Quantitation Limit (CRQL) for sample and method. | 8/11/2006 11:50:00 PM
79 | UB | The analyte was detected in the sample and in either the associated laboratory blank or field blank. If detected below the reporting limit (RL) the analyte result was reported as non-detected. If detected above the RL, the analyte result was reported as non-detected. | 2/19/2016 8:41:24 AM
432 | UD | U D; Not Detected. Dilution required. | 6/21/2018 12:45:00 PM
8 | UH | Not Detected: The analyte was analyzed for, but was not detected at a level greater than or equal to the level of the adjusted Contract Required Quantitation Limit (CRQL) for sample and method. Holding time exceeded. | 5/14/2009 2:21:45 PM
4 | UJ | Not Detected/Estimated: The analyte was not detected at a level greater than or equal to the adjusted CRQL or the reported adjusted CRQL is approximate and may be inaccurate or imprecise. | 8/11/2006 11:50:00 PM
188 | UNC | Value Not Confirmed | 3/16/2016 1:04:27 PM
78 | UQ | Not Detected: The analyte was not detected at a level >= to the Reporting Level for the analysis. Also, the result did not pass the lab quality checks and there was an insufficient amount of the sample for re-analysis. | 11/25/2013 1:44:00 PM
587 | UREJ | Value below the detection Limit. Rejected: The sample results are unusable due to the quality of the data generated because certain criteria were not met. The analyte may or may not be present in the sample | 10/31/2018 1:39:45 PM
310 | Z | Value verified by rerun, 2nd method (USGS) | 4/12/2017 3:14:21 PM
311 | ^ | Yield outside of contractual acceptable range (USGS) | 4/12/2017 3:14:21 PM

## HORIZONTAL COLLECTION METHOD
UID | Name | Description | Last Change Date
2 | Address Matching-Block Face | The geographic coordinate determination method based on address matching-block face | 8/12/2006 12:29:23 AM
6 | Address Matching-Digitized | The geographic coordinate determination method based on address matching-digitized | 8/12/2006 12:29:23 AM
1 | Address Matching-House Number | The geographic coordinate determination method based on address matching-house number | 8/12/2006 12:29:23 AM
4 | Address Matching-Nearest Intersection | The geographic coordinate determination method based on address matching-nearest intersection | 8/12/2006 12:29:23 AM
7 | Address Matching-Other | The geographic coordinate determination method based on address matching-other | 8/12/2006 12:29:23 AM
5 | Address Matching-Primary Name | The geographic coordinate determination method based on address matching-primary name | 8/12/2006 12:29:23 AM
3 | Address Matching-Street Centerline | The geographic coordinate determination method based on address matching-street centerline | 8/12/2006 12:29:23 AM
8 | Census Block-1990-Centroid | The geographic coordinate determination method based on census block-1990-centroid | 8/12/2006 12:29:23 AM
9 | Census Block/Group-1990-Centroid | The geographic coordinate determination method based on census/group-1990-centroid | 8/12/2006 12:29:23 AM
10 | Census Block/Tract-1990-Centroid | The geographic coordinate determination method based on census/tract-1990-centroid | 8/12/2006 12:29:23 AM
11 | Census-Other | The geographic coordinate determination method based on census-other | 8/12/2006 12:29:23 AM
25 | Classical Surveying Techniques | The geographic coordinate determination method based on classical surveying techniques | 8/12/2006 12:29:23 AM
13 | GPS Carrier Phase Kinematic Relative Position | The geographic coordinate determination method based on GPS carrier phase kinematic relative positioning technique | 8/12/2006 12:29:23 AM
12 | GPS Carrier Phase Static Relative Position | The geographic coordinate determination method based on GPS carrier phase static relative positioning technique | 8/12/2006 12:29:23 AM
14 | GPS Code (Pseudo Range) Differential | The geographic coordinate determination method based on GPS code measurements (pseudo range) differential (DGPS) | 8/12/2006 12:29:23 AM
15 | GPS Code (Pseudo Range) Precise Position | The geographic coordinate determination method based on GPS code measurements (pseudo range) precise positioning service | 8/12/2006 12:29:23 AM
16 | GPS Code (Pseudo Range) Standard Position (SA Off) | The geographic coordinate determination method based on GPS code measurements (pseudo range) standard positioning service (SA Off) | 8/12/2006 12:29:23 AM
17 | GPS Code (Pseudo Range) Standard Position (SA On) | The geographic coordinate determination method based on GPS code measurements (pseudo range) standard positioning service (SA On) | 8/12/2006 12:29:23 AM
104 | GPS with Wide Area Augmentation System | An air navigation aid developed by the Federal Aviation Administration to augment the Global Positioning System (GPS), | 1/10/2018 2:24:30 PM
29 | GPS, With Canadian Active Control System | GPS Code Measurements (pseudo range) Standard Positioning Service Corrected using Canadian Active Control System | 8/12/2006 12:29:23 AM
28 | GPS-Unspecified | Global Positioning Method, with unspecified parameters | 8/12/2006 12:29:23 AM
39 | Interpolation-Digital Map Source | The geographic coordinate determination method based on interpolation-Digital Map Source | 8/27/2015 12:00:00 AM
30 | Interpolation-Digital Map Source (Tiger) | The geographic coordinate determination method is based on a digital map source (TIGER) | 8/8/2016 12:00:00 AM
18 | Interpolation-Map | The geographic coordinate determination method based on interpolation-map | 8/12/2006 12:29:23 AM
32 | Interpolation-MSS | The geographic coordinate determination method is based on the use of a Multi-Spectral Scanner (MSS) | 8/12/2006 12:29:23 AM
21 | Interpolation-Other | The geographic coordinate determination method based on interpolation-other | 8/12/2006 12:29:23 AM
19 | Interpolation-Photo | The geographic coordinate determination method based on interpolation-photo | 8/12/2006 12:29:23 AM
20 | Interpolation-Satellite | The geographic coordinate determination method based on interpolation-satellite | 8/12/2006 12:29:23 AM
31 | Interpolation-Spot | The geographic coordinate determination method uses SPOT (Systeme Probatoire d'Observation de la Terre), a French-owned satellite launched in 1984 | 8/12/2006 12:29:23 AM
33 | Interpolation-TM | The geographic coordinate determination method is based on the use of a Thematic Mapper (TM) | 8/12/2006 12:29:23 AM
22 | Loran C | The geographic coordinate determination method based on Loran C | 8/12/2006 12:29:23 AM
34 | Public Land Survey-Eighth Section | The geographic coordinate determination method is based on a public land survey, an eighth of a section | 8/12/2006 12:29:23 AM
36 | Public Land Survey-Footing | The geographic coordinate determination method is based on a public land survey footing | 8/12/2006 12:29:23 AM
23 | Public Land Survey-Quarter Section | The geographic coordinate determination method based on public land survey quarter of a section | 8/12/2006 12:29:23 AM
24 | Public Land Survey-Section | The geographic coordinate determination method based on public land survey section | 8/12/2006 12:29:23 AM
35 | Public Land Survey-Sixteenth Section | The geographic coordinate determination method is based on a public land survey, a sixteenth of a section | 8/12/2006 12:29:23 AM
27 | Unknown | The information is not known | 8/12/2006 12:29:23 AM
26 | Zip Code-Centroid | The geographic coordinate determination method based on zipcode-centroid | 8/12/2006 12:29:23 AM
38 | Zip+2 Centroid | The center of an area defined by the 5-digit ZIP code and its 2-digit geographic segment extension | 8/12/2006 12:29:23 AM
37 | Zip+4 Centroid | The center of an area defined by the 5-digit ZIP code and its 4-digit geographic segment extension | 8/12/2006 12:29:23 AM

## HORIZONTAL REFERENCE DATUM
UID | Name | Description | Last Change Date
5 | AMSMA | American Samoa Datum | 7/26/2006 10:57:47 AM
6 | ASTRO | Midway Astro 1961 | 7/26/2006 10:57:47 AM
7 | GUAM | Guam 1963 | 7/26/2006 10:57:47 AM
17 | HARN | High Accuracy Reference Network for NAD83 | 2/3/2015 8:14:46 AM
8 | JHNSN | Johnson Island 1961 | 7/26/2006 10:57:47 AM
1 | NAD27 | North American Datum 1927 | 7/26/2006 10:57:47 AM
2 | NAD83 | North American Datum 1983 | 7/26/2006 10:57:47 AM
9 | OLDHI | Old Hawaiian Datum | 7/26/2006 10:57:47 AM
3 | OTHER | Other | 7/26/2006 10:57:47 AM
10 | PR | Puerto Rico Datum | 7/26/2006 10:57:47 AM
11 | SGEOR | St. George Island Datum | 7/26/2006 10:57:47 AM
12 | SLAWR | St. Lawrence Island Datum | 7/26/2006 10:57:47 AM
13 | SPAUL | St. Paul Island Datum | 7/26/2006 10:57:47 AM
4 | UNKWN | Unknown | 7/26/2006 10:57:47 AM
14 | WAKE | Wake-Eniwetok 1960 | 7/26/2006 10:57:47 AM
15 | WGS72 | World Geodetic System 1972 | 7/26/2006 10:57:47 AM
16 | WGS84 | World Geodetic System 1984 | 7/26/2006 10:57:47 AM

## VERTICAL COLLECTION METHOD
UID | Name |  | Description | Last Change Date
9 | Altimetry | 9 |  | 8/12/2006 1:17:08 AM
7 | Classical Surveying Techniques | 30 |  | 8/12/2006 1:17:08 AM
80 | Digital Elevation Model | 23 | Digital Elevation Model (DEM) is a 3D CG representation of a terrain's surface. which are arrays of regularly spaced elevation values referenced horizontally either to a Universal Transverse Mercator (UTM) projection or to a geographic coordinate system. | 6/19/2018 8:21:58 AM
2 | GPS Carrier Phase Kinematic Relative Position | 45 |  | 8/12/2006 1:17:08 AM
1 | GPS Carrier Phase Static Relative Position | 42 |  | 8/12/2006 1:17:08 AM
3 | GPS Code (Pseudo Range) Differential | 36 |  | 8/12/2006 1:17:08 AM
4 | GPS Code (Pseudo Range) Precise Position | 40 |  | 8/12/2006 1:17:08 AM
5 | GPS Code (Pseudo Range) Standard Position (SA Off) | 50 |  | 8/12/2006 1:17:08 AM
6 | GPS Code (Pseudo Range) Standard Position (SA On) | 49 |  | 8/12/2006 1:17:08 AM
11 | Leveling-Non Bench Mark Control Points | 38 |  | 8/12/2006 1:17:08 AM
16 | Light Detection And Ranging (LiDAR) | 35 |  | 6/6/2016 10:45:00 AM
8 | Other | 5 |  | 8/12/2006 1:17:08 AM
13 | Photogrammetric | 15 |  | 8/12/2006 1:17:08 AM
10 | Precise Leveling-Bench Mark | 27 |  | 8/12/2006 1:17:08 AM
14 | Topographic Map Interpolation | 29 |  | 8/12/2006 1:17:08 AM
12 | Trigonometric Leveling | 22 |  | 8/12/2006 1:17:08 AM
15 | Unknown | 7 |  | 10/15/2014 12:00:00 AM

## VERTICAL REFERENCE DATUM
UID | Name | Description | Last Change Date
3 | LTD | Local Tidal Datum | 7/26/2006 10:57:50 AM
2 | NAVD88 | North American Vertical Datum of 1988 | 7/26/2006 10:57:50 AM
1 | NGVD29 | National Geodetic Vertical Datum of 1929 | 7/26/2006 10:57:50 AM
5 | OTHER | Other | 7/26/2006 10:57:50 AM
4 | SEALV | Elevation From Mean Sea-Level | 7/26/2006 10:57:50 AM
6 | UNKWN | Unknown | 7/26/2006 10:57:50 AM

## WELL TYPE
UID | Name | Description
1 | Anode | A anode is the main component of a cathodic protection (CP) system used to protect buried or submerged metal structures from corrosion. Anode materials: there are three main metals used as galvanic anodes, magnesium, aluminum and zinc.
25 | Capture
90 | Commercial | Commercial water supply well
2 | Dewater | Dewatering is the removal of water from solid material or soil by wet classification, centrifugation, filtration, or similar solid-liquid separation processes, such as removal of residual liquid from a filter cake by a filter press as part of various industrial processes. Construction dewatering, unwatering, or water control are common terms used to describe removal or draining groundwater or surface water from a riverbed, construction site, caisson, or mine shaft, by pumping or evaporation.
91 | Domestic | Domestic water supply well
3 | Drainage | Storm water drainage wells are Class V underground injection control (UIC) wells used to remove storm water or urban runoff from impervious surfaces such as roadways, roofs, and paved surfaces to prevent flooding, infiltration into basements, etc. The primary types of storm water drainage wells are bored wells, dug wells, and improved sinkholes.
4 | Geothermal | A geothermal heat pump or ground source heat pump (GSHP) is a central heating and/or cooling system that transfers heat to or from the ground. It uses the earth as a heat source (in the winter) or a heat sink (in the summer). This design takes advantage of the moderate temperatures in the ground to boost efficiency and reduce the operational costs of heating and cooling systems, and may be combined with solar heating to form a geosolar system with even greater efficiency.
5 | Heat Reservoir
92 | Industrial | Industrial water supply well
6 | Injection | An injection well is used to place fluid underground into porous geologic formations. These underground formations may range from deep sandstone or limestone, to a shallow soil layer. Injected fluids may include water, wastewater, brine (salt water), or water mixed with chemicals.
7 | Irrigation | Irrigation wells and systems are built for a variety of reasons, ranging from assisting the performance of various places. These places range from a garden center, to a greenhouse, to a farm, to anywhere that efficient plant growth is desired.
8 | Monitoring | The term "monitoring well" is limited to wells designed to monitor subsurface water in the saturated zone, existing at or above atmospheric pressure (groundwater); rather than water, water vapor, and/or gases contained in the unsaturated or vadose zone.
9 | Observation
23 | Oil/Gas Production
10 | Other
24 | Piezometer
11 | Recharge
12 | Remediation
13 | Repressurization
14 | Seismic
15 | Soil Vapor Extraction
16 | Soil Vapor Monitoring
17 | Test Hole
18 | Waste Disposal
19 | Water Quality Assessment
20 | Water Supply/Production
21 | Well-Temporary
22 | Withdrawal of Water

## MEASUREMENT UNIT
UID | Code | Description | Last Change Date
157 | #/100 gal | Number per 100 gallons | 7/26/2006 10:57:47 AM
349 | #/100L | Number per 100 liters | 1/28/2014 8:59:35 AM
151 | #/100ml | Number per hundred milliliters | 7/26/2006 10:57:47 AM
307 | #/10l | Number per 10 liters | 1/10/2012 6:06:31 PM
158 | #/500 ml | Number per 500 milliliters | 7/26/2006 10:57:47 AM
212 | #/acre | Number per acre | 7/26/2006 10:57:47 AM
339 | #/cm | Number per centimeter | 2/19/2013 12:00:00 AM
154 | #/cm2 | Number per square centimeter | 7/26/2006 10:57:47 AM
152 | #/cm3 | Number per cubic centimeter | 7/26/2006 10:57:47 AM
149 | #/dl | Number per deciliter | 7/26/2006 10:57:47 AM
210 | #/ft2 | Number per square foot | 7/26/2006 10:57:47 AM
208 | #/ha | Number per hectare | 7/26/2006 10:57:47 AM
209 | #/in2 | Number per square inch | 7/26/2006 10:57:47 AM
207 | #/km2 | Number per square kilometer | 7/26/2006 10:57:47 AM
150 | #/l | Number per liter | 7/26/2006 10:57:47 AM
206 | #/m2 | Number per square meter | 7/26/2006 10:57:47 AM
153 | #/m3 | Number per cubic meter | 7/26/2006 10:57:47 AM
213 | #/mi2 | Number per square mile | 7/26/2006 10:57:47 AM
148 | #/ml | Number per milliliter | 7/26/2006 10:57:47 AM
375 | #/um3 | Number per cubic micrometer | 5/9/2016 9:21:38 AM
211 | #/yd2 | Number per square yard | 7/26/2006 10:57:47 AM
223 | % | Percent | 7/26/2006 10:57:47 AM
225 | % by vol | Percent by volume | 7/26/2006 10:57:47 AM
224 | % by wt | Percent by weight | 7/26/2006 10:57:47 AM
256 | % CaCO3 | Percent calcium carbonate | 7/26/2006 10:57:47 AM
28 | % Cover | Percent Cover | 7/26/2006 10:57:47 AM
353 | % passing | Percent passing sieve | 3/31/2014 8:59:35 AM
326 | % recovery | Percent of recovery | 1/11/2012 3:59:10 PM
354 | % saturatn | % saturation | 9/10/2014 12:00:00 AM
41 | % sediment | % target/clean sed mix which produces response | 7/26/2006 10:57:47 AM
363 | % solids | Percent of solids | 1/13/2015 2:11:39 PM
172 | 0/00 | Parts per thousand | 7/26/2006 10:57:47 AM
245 | ac | Acres | 7/26/2006 10:57:47 AM
235 | ac-ft | Acre-feet | 7/26/2006 10:57:47 AM
539 | ac-in | Acre-inches | 11/13/2017 12:38:18 PM
166 | ADMI value | American Dye Manufacturers Institute Color Value (5 to 250 units Pt-Co) | 7/26/2006 10:57:47 AM
62 | amps | Electrical current, amperes | 7/26/2006 10:57:47 AM
132 | Angst | Angstroms | 7/26/2006 10:57:47 AM
56 | atm | Pressure, atmospheres | 7/26/2006 10:57:47 AM
301 | AU | Turbidity, Attenuation Unit | 3/3/2011 3:23:24 PM
331 | bar | Bar | 5/24/2012 10:57:47 AM
321 | bbl | Barrel equals 31.50 gallons, 119.24 liters | 1/11/2012 3:59:08 PM
282 | beaufort | Wind force (beaufort unit) | 7/19/2010 3:16:29 PM
68 | BTU | Energy, British Thermal Units | 7/26/2006 10:57:47 AM
302 | BU | Turbidity, Backscatter Unit | 3/3/2011 3:23:24 PM
69 | cal | Energy, calories | 7/26/2006 10:57:47 AM
312 | cal/cm2/hr | Calories per square centimeter per hour | 1/11/2012 3:59:08 PM
338 | CCE/100ml | Calibrator Cell Equivalents per 100 Milliliters | 12/20/2012 10:57:47 AM
459 | cd | Candela | 3/6/2017 2:02:54 PM
114 | cfm | Cubic feet per minute | 12/19/2012 10:10:47 AM
113 | cfs | Cubic feet per second | 3/7/2013 3:20:00 PM
147 | CFU | Colony Forming Units | 7/26/2006 10:57:47 AM
290 | cfu/100g | Colony Forming Units per 100 grams | 7/19/2010 3:16:29 PM
164 | cfu/100ml | Colony Forming Units per 100 Milliliters | 7/26/2006 10:57:47 AM
285 | cfu/10ml | Colony Forming Units per 10 Milliliters | 7/19/2010 3:16:29 PM
328 | cfu/gdw | Colony Forming Units per gram dryweight | 1/11/2012 3:59:35 PM
361 | cfu/ml | Colony Forming Units per Milliliters | 12/17/2014 8:01:57 AM
135 | cm | Centimeters | 7/26/2006 10:57:47 AM
191 | cm/sec | Centimeters per second | 7/26/2006 10:57:47 AM
237 | cm2 | Square centimeters | 7/26/2006 10:57:47 AM
204 | cm3 | Cubic centimeters | 7/26/2006 10:57:47 AM
519 | cm3/g | Cubic centimeters per gram | 10/31/2017 9:34:01 AM
118 | cm3/hr | Cubic centimeters per hour | 7/26/2006 10:57:47 AM
252 | cm3/l | Cubic centimeters per liter | 7/26/2006 10:57:47 AM
117 | cm3/min | Cubic centimeters per minute | 7/26/2006 10:57:47 AM
116 | cm3/sec | Cubic centimeters per second | 7/26/2006 10:57:47 AM
355 | code | Please see http://waterdata.usgs.gov/nwis/qwdata?codes_table26_help#62955 | 9/10/2014 12:00:00 AM
145 | count | Count | 7/26/2006 10:57:47 AM
356 | counts/sec | Counts per second | 9/10/2014 12:00:00 AM
286 | d/h/m/s | Days/hours/minutes/seconds | 7/19/2010 3:16:29 PM
219 | days | Days | 7/26/2006 10:57:47 AM
333 | decibar | Decibar | 5/24/2012 10:57:47 AM
110 | Deg | Direction or angle, degrees | 7/26/2006 10:57:47 AM
246 | deg C | Degrees Celsius (Centigrade) | 7/26/2006 10:57:47 AM
247 | deg F | Degrees Fahrenheit | 7/26/2006 10:57:47 AM
248 | deg K | Degrees Kelvin | 7/26/2006 10:57:47 AM
202 | dl | Deciliters | 7/26/2006 10:57:47 AM
136 | dm | Decimeters | 7/26/2006 10:57:47 AM
249 | dm2 | Square decimeters | 7/26/2006 10:57:47 AM
311 | dpm/100l | Disintegrations per minute per 100 liters | 1/11/2012 3:59:08 PM
279 | dpm/g | Decay per minute per gram | 5/6/2010 12:00:00 AM
46 | drips/min | Drips per minute | 7/26/2006 10:57:47 AM
203 | drops | Drops | 7/26/2006 10:57:47 AM
266 | eq/L | Equivalents per Liter | 4/24/2009 3:29:59 PM
295 | FAU | Turbidity, Formazine Attenuation Units | 3/3/2011 3:23:23 PM
294 | FBU | Turbidity, Formazin Backscatter Unit | 3/3/2011 3:23:23 PM
107 | fc/ft2 | Light Intensity, foot candles per square foot | 7/26/2006 10:57:47 AM
342 | fg/kg | Femtogram/kilogram | 9/5/2013 10:57:47 AM
43 | fibers/l | Fibers per liter | 7/26/2006 10:57:47 AM
296 | FNMU | Turbidity, Formazin Nephelometric Multibeam Unit | 3/3/2011 3:23:24 PM
297 | FNRU | Turbidity, Formazin Nephelometric Ratio Unit | 3/3/2011 3:23:24 PM
298 | FNU | Turbidity, Formazin Nephelometric Unit | 3/3/2011 3:23:24 PM
274 | fraction | Fraction of sample total | 11/24/2009 7:07:30 PM
140 | ft | Feet | 7/26/2006 10:57:47 AM
105 | ft-candles | Light Intensity, foot candles | 7/26/2006 10:57:47 AM
71 | ft-lbs | Energy, foot pounds | 7/26/2006 10:57:47 AM
199 | ft/day | Feet per day | 7/26/2006 10:57:47 AM
195 | ft/min | Feet per minute | 7/26/2006 10:57:47 AM
194 | ft/sec | Feet per second | 7/26/2006 10:57:47 AM
242 | ft2 | Square feet | 7/26/2006 10:57:47 AM
229 | ft3 | Cubic feet | 7/26/2006 10:57:47 AM
115 | ft3/day | Cubic feet per day | 7/26/2006 10:57:47 AM
270 | ft3/sec | Cubic feet per second | 11/24/2009 7:07:30 PM
75 | FTU | Turbidity, Formazin Turbidity Units | 7/26/2006 10:57:47 AM
6 | g | Grams | 7/26/2006 10:57:47 AM
263 | g/cm2 | Grams per square centimeters | 12/13/2007 1:29:45 PM
26 | g/cm3 | Grams per cubic centimeter | 7/26/2006 10:57:47 AM
186 | g/day | Grams per day | 7/26/2006 10:57:47 AM
185 | g/hr | Grams per hour | 7/26/2006 10:57:47 AM
86 | g/kg | Grams per kilogram | 7/26/2006 10:57:47 AM
47 | g/l | Grams per liter | 7/26/2006 10:57:47 AM
80 | g/m2 | Grams per square meter | 7/26/2006 10:57:47 AM
129 | g/m2/day | Grams per square meter per day | 7/26/2006 10:57:47 AM
128 | g/m2/hr | Grams per square meter per hour | 7/26/2006 10:57:47 AM
20 | g/m3 | Grams per cubic meter | 7/26/2006 10:57:47 AM
101 | g/m3/day | Grams per cubic meter per day | 7/26/2006 10:57:47 AM
100 | g/m3/hr | Grams per cubic meter per hour | 7/26/2006 10:57:47 AM
184 | g/min | Grams per minute | 7/26/2006 10:57:47 AM
48 | g/ml | Grams per milliliter | 7/26/2006 10:57:47 AM
183 | g/sec | Grams per second | 7/26/2006 10:57:47 AM
499 | g/stalk | Grams per stalk | 8/2/2017 12:10:44 PM
233 | gal | Fluid gallons | 7/26/2006 10:57:47 AM
125 | gal/day | Gallons per day | 7/26/2006 10:57:47 AM
124 | gal/hr | Gallons per hour | 7/26/2006 10:57:47 AM
123 | gal/min | Gallons per minute | 7/26/2006 10:57:47 AM
122 | gal/sec | Gallons per second | 7/26/2006 10:57:47 AM
255 | gpg | Grains per gallon | 7/26/2006 10:57:47 AM
358 | gpm | Gallons per minute | 10/24/2014 12:00:00 AM
73 | gpm/ft | Drawdown capacity, gallons per minute per foot | 7/26/2006 10:57:47 AM
308 | grains | Grains | 1/11/2012 3:59:08 PM
309 | Granules | Granule count of substance in pan or tailings | 1/11/2012 3:59:08 PM
240 | ha | Hectares | 7/26/2006 10:57:47 AM
218 | hours | Hours | 7/26/2006 10:57:47 AM
66 | hp | Power, horsepower | 7/26/2006 10:57:47 AM
234 | Imp gal | Imperial gallons | 7/26/2006 10:57:47 AM
139 | in | Inches | 7/26/2006 10:57:47 AM
283 | in/day | Inches per day | 7/19/2010 3:16:29 PM
241 | in2 | Square inches | 7/26/2006 10:57:47 AM
228 | in3 | Cubic inches | 7/26/2006 10:57:47 AM
54 | inH2O | Pressure, inches of water | 7/26/2006 10:57:47 AM
227 | inHg | Pressure, inches of mercury | 7/26/2006 10:57:47 AM
104 | JCU | Light Intensity, Jackson Candle Units | 7/26/2006 10:57:47 AM
67 | Joules | Energy, Joules | 7/26/2006 10:57:47 AM
76 | JTU | Turbidity, Jackson Turbidity Units | 7/26/2006 10:57:47 AM
70 | kcal | Energy, kilocalories | 7/26/2006 10:57:47 AM
7 | kg | Kilograms | 7/26/2006 10:57:47 AM
81 | kg/m2 | Kilograms per square meter | 7/26/2006 10:57:47 AM
21 | kg/m3 | Kilograms per cubic meter | 7/26/2006 10:57:47 AM
343 | Kg/m3-1000 | Kilograms per cubic meter minus one thousand | 9/27/2013 11:57:20 AM
259 | kg/t CaCO3 | Kilograms per Ton calcium carbonate | 7/26/2006 10:57:47 AM
322 | kgal | 1000 gallons | 1/11/2012 3:59:08 PM
138 | km | Kilometers | 7/26/2006 10:57:47 AM
196 | km/hr | Kilometers per hour | 7/26/2006 10:57:47 AM
193 | km/sec | Kilometers per second | 7/26/2006 10:57:47 AM
239 | km2 | Square kilometers | 7/26/2006 10:57:47 AM
198 | knots | Nautical miles per hour | 7/26/2006 10:57:47 AM
336 | KOhm/cm | Kilo ohm per centimeter | 5/24/2012 10:57:47 AM
64 | kw | Power, kilowatts | 7/26/2006 10:57:47 AM
200 | l | Liters | 7/26/2006 10:57:47 AM
45 | l/day | Liters per day | 7/26/2006 10:57:47 AM
121 | l/hr | Liters per hour | 7/26/2006 10:57:47 AM
340 | L/mg-cm | Liters per milligram-centimeter | 2/19/2013 12:00:00 AM
120 | l/min | Liters per minute | 7/26/2006 10:57:47 AM
119 | l/sec | Liters per second | 7/26/2006 10:57:47 AM
72 | Langleys | Energy Intensity, Langleys (cal/sq cm) | 7/26/2006 10:57:47 AM
9 | lb | Pounds | 7/26/2006 10:57:47 AM
130 | lb/acre/yr | Pounds per acre per year | 7/26/2006 10:57:47 AM
190 | lb/day | Pounds per day | 7/26/2006 10:57:47 AM
305 | lb/ft3 | Pounds per cubic foot | 12/6/2011 1:57:04 PM
189 | lb/hr | Pounds per hour | 7/26/2006 10:57:47 AM
74 | lb/in | Tension, pounds per inch displacement | 7/26/2006 10:57:47 AM
188 | lb/min | Pounds per minute | 7/26/2006 10:57:47 AM
187 | lb/sec | Pounds per second | 7/26/2006 10:57:47 AM
316 | lbs/kgal | Pounds/kilogallon | 1/11/2012 3:59:08 PM
108 | lm/ft2 | Light Intensity, lumens per square foot | 7/26/2006 10:57:47 AM
325 | lm/m2 | Light Intensity, lumens per square meter | 1/11/2012 3:59:08 PM
372 | loc-sec | Locational seconds (latitude/longitude) | 3/1/2016 7:39:07 AM
106 | lumens | Light Intensity, lumens | 7/26/2006 10:57:47 AM
137 | m | Meters | 7/26/2006 10:57:47 AM
367 | m-1 | inverse meters | 1/19/2016 11:12:28 AM
192 | m/sec | Meters per second | 7/26/2006 10:57:47 AM
288 | m/y | Month/year | 7/19/2010 3:16:29 PM
238 | m2 | Square meters | 7/26/2006 10:57:47 AM
281 | m2/km2 | Square meters per square kilometers | 6/14/2010 3:16:29 PM
205 | m3 | Cubic meters | 7/26/2006 10:57:47 AM
162 | m3/hr | Cubic meters per hour | 7/26/2006 10:57:47 AM
161 | m3/min | Cubic meters per min | 7/26/2006 10:57:47 AM
44 | m3/sec | Cubic meters per second | 7/26/2006 10:57:47 AM
324 | mCi/km2 | MilliCuries per square kilometer | 1/11/2012 3:59:08 PM
317 | mEq/100g | Milli-equivalents per 100 gram | 1/11/2012 3:59:08 PM
30 | meq/L | Milli-equivalents per Liter | 7/26/2006 10:57:47 AM
11 | metric ton | Metric tons | 7/26/2006 10:57:47 AM
293 | MFL | Million Fibers per Liter fiber size > 10u | 3/3/2011 3:15:43 PM
5 | mg | Milligrams | 7/26/2006 10:57:47 AM
373 | mg N/l | mg nitrogen in one liter of water or milligrams per liter Nitrogen | 3/24/2016 2:19:50 PM
278 | mg/cm2 | Milligrams per square centimeters | 2/12/2010 12:45:10 PM
25 | mg/cm3 | Milligrams per cubic centimeter | 7/26/2006 10:57:47 AM
182 | mg/day | Milligrams per day | 7/26/2006 10:57:47 AM
90 | mg/g | Milligrams per gram | 7/26/2006 10:57:47 AM
181 | mg/hr | Milligrams per hour | 7/26/2006 10:57:47 AM
85 | mg/kg | Milligrams per kilogram | 7/26/2006 10:57:47 AM
15 | mg/l | Milligrams per liter | 7/26/2006 10:57:47 AM
258 | mg/l CaCO3 | Milligrams per liter calcium carbonate | 7/26/2006 10:57:47 AM
79 | mg/m2 | Milligrams per square meter | 7/26/2006 10:57:47 AM
127 | mg/m2/day | Milligrams per square meter per day | 7/26/2006 10:57:47 AM
102 | mg/m2/hr | Milligrams per square meter per hour | 7/26/2006 10:57:47 AM
19 | mg/m3 | Milligrams per cubic meter | 7/26/2006 10:57:47 AM
99 | mg/m3/day | Milligrams per cubic meter per day | 7/26/2006 10:57:47 AM
98 | mg/m3/hr | Milligrams per cubic meter per hour | 7/26/2006 10:57:47 AM
180 | mg/min | Milligrams per minute | 7/26/2006 10:57:47 AM
49 | mg/ml | Milligrams per milliliter | 7/26/2006 10:57:47 AM
179 | mg/sec | Milligrams per second | 7/26/2006 10:57:47 AM
320 | Mgal | Million gallons | 1/11/2012 3:59:08 PM
177 | mgal/mnth | Millions of gallons per month | 7/26/2006 10:57:47 AM
178 | mgal/year | Millions of gallons per year | 7/26/2006 10:57:47 AM
126 | mgd | Millions of gallons per day | 7/26/2006 10:57:47 AM
59 | mho/cm | Electrical conductivity, mhos per centimeter | 7/26/2006 10:57:47 AM
142 | mi | Miles | 7/26/2006 10:57:47 AM
244 | mi2 | Square miles | 7/26/2006 10:57:47 AM
276 | micron | Micron | 12/15/2009 3:15:36 PM
332 | millibar | Millibar | 5/24/2012 10:57:47 AM
329 | Millimolar | Millimolar | 1/11/2012 5:40:11 PM
111 | Min | Direction or angle, minutes | 7/26/2006 10:57:47 AM
217 | minutes | Minutes | 7/26/2006 10:57:47 AM
201 | ml | Milliliters | 7/26/2006 10:57:47 AM
50 | ml/l | Milliliters per liter | 7/26/2006 10:57:47 AM
362 | ml/l/hr | Milliliters per liter per hour | 1/5/2015 11:12:58 AM
479 | ml/m3 | Milliliters per cubic meter | 5/22/2017 7:27:59 AM
359 | ml/min | Milliliters per minute | 12/2/2014 8:51:42 AM
134 | mm | Millimeters | 7/26/2006 10:57:47 AM
236 | mm2 | Square millimeters | 7/26/2006 10:57:47 AM
323 | mm3 | Cubic millimeters | 1/11/2012 3:59:08 PM
251 | mm3/l | Cubic millimeters per liter | 7/26/2006 10:57:47 AM
55 | mmH2O | Pressure, millimeters of water | 7/26/2006 10:57:47 AM
53 | mmHg | Pressure, millimeters of mercury | 7/26/2006 10:57:47 AM
303 | mmhos/cm | Electrical conductivity, millimhos per centimeter | 9/27/2011 11:15:02 AM
52 | mmol/kg | Millimoles per kilogram | 7/26/2006 10:57:47 AM
319 | mmol/L | Millimoles per liter | 1/11/2012 3:59:08 PM
253 | mmol/m2/dy | Millimoles per square meter per day | 7/26/2006 10:57:47 AM
51 | mmol/m2/hr | Millimoles per square meter per hour | 7/26/2006 10:57:47 AM
344 | mmol/mg | Millimoles per milligram | 11/20/2013 11:57:20 AM
97 | Molal | Molal | 7/26/2006 10:57:47 AM
96 | Molar | Molar | 7/26/2006 10:57:47 AM
94 | Mole/l | Moles per liter | 7/26/2006 10:57:47 AM
221 | months | Months | 7/26/2006 10:57:47 AM
265 | mosm/kg | Milliosmole per kg | 7/3/2008 12:38:35 PM
197 | mph | Miles per hour | 7/26/2006 10:57:47 AM
146 | MPN | Most Probable Number | 7/26/2006 10:57:47 AM
277 | MPN/100g | Most Probable Number per 100 grams | 2/2/2010 8:43:26 AM
262 | MPN/100ml | Most Probable Number per 100 milliliters | 7/26/2006 10:57:47 AM
292 | MPN/g | Most Probable Number per gram | 8/4/2010 9:48:59 AM
40 | mrem/day | Millirems per day | 7/26/2006 10:57:47 AM
39 | mrem/yr | Millirems per year | 7/26/2006 10:57:47 AM
215 | ms | Milliseconds | 7/26/2006 10:57:47 AM
32 | mS/cm | Milli-Siemens per Centimeter | 7/26/2006 10:57:47 AM
559 | mS/m | Milli-Siemens per Meter | 12/7/2017 9:01:07 AM
337 | MSC | Mean Standing Crop | 5/24/2012 10:57:47 AM
131 | MT/km2/yr | Metric tons per square kilometer per year | 7/26/2006 10:57:47 AM
35 | mV | Millivolts | 7/26/2006 10:57:47 AM
65 | mw | Power, megawatts | 7/26/2006 10:57:47 AM
176 | nCi/L | Nanocuries per liter | 7/26/2006 10:57:47 AM
3 | ng | Nanograms | 7/26/2006 10:57:47 AM
327 | ng/cm2 | Nanograms per square centimeter | 1/11/2012 3:59:36 PM
23 | ng/cm3 | Nanograms per cubic centimeter | 7/26/2006 10:57:47 AM
88 | ng/g | Nanograms per gram | 7/26/2006 10:57:47 AM
83 | ng/kg | Nanograms per kilogram | 7/26/2006 10:57:47 AM
13 | ng/l | Nanograms per liter | 7/26/2006 10:57:47 AM
77 | ng/m2 | Nanograms per square meter | 7/26/2006 10:57:47 AM
351 | ng/m2/day | Nanograms per square meter per day | 7/28/2017 12:33:44 PM
17 | ng/m3 | Nanograms per cubic meter | 7/26/2006 10:57:47 AM
280 | ng/ml | Nanograms per milliliter | 6/4/2010 10:57:43 AM
133 | nm | Nanometers | 7/26/2006 10:57:47 AM
289 | nm-1 | Inverse nanometers | 7/19/2010 3:16:29 PM
143 | nmi | Nautical miles | 7/26/2006 10:57:47 AM
250 | nmi2 | Square nautical miles | 7/26/2006 10:57:47 AM
268 | nmol/g DW/h | Nanomoles per gram dry weight per hour | 11/24/2009 7:07:29 PM
271 | nmol/hr/g | Nanomoles per hour per gram | 11/24/2009 7:07:30 PM
163 | nmol/kg | Nanomoles per Kilogram | 7/26/2006 10:57:47 AM
371 | nmol/m3 | Nanomoles per cubic meter | 1/29/2016 12:37:35 PM
1 | None | None | 7/26/2006 10:57:47 AM
95 | Normal | Normal | 7/26/2006 10:57:47 AM
300 | NTMU | Turbidity, Nephelometric Turbidity Multibeam Unit | 3/3/2011 3:23:24 PM
299 | NTRU | Turbidity, Nephelometric Turbidity Ratio Unit | 3/3/2011 3:23:24 PM
103 | NTU | Turbidity, Nephelometric Turbidity Units | 7/26/2006 10:57:47 AM
144 | nu | Number or gage | 7/26/2006 10:57:47 AM
315 | ohm | Electrical resistance, ohms (Ω) | 1/11/2012 3:59:08 PM
365 | ohm-cm | Resistivity, ohms - centimeter (Ω⋅cm) | 4/15/2015 7:38:35 AM
378 | ohm-m | Resistivity, ohms - meter (Ω⋅m). Ohm-meter is a unit of resistivity | 12/7/2017 8:13:48 AM
8 | oz | Ounces | 7/26/2006 10:57:47 AM
58 | Pascal | Pressure, Pascal units | 7/26/2006 10:57:47 AM
368 | pCi | Picocuries | 1/19/2016 11:12:28 AM
37 | pCi/g | Picocuries per gram | 7/26/2006 10:57:47 AM
36 | pCi/L | Picocuries per Liter | 7/26/2006 10:57:47 AM
34 | pCi/m2 | Picocuries per square meter | 7/26/2006 10:57:47 AM
38 | pCi/m3 | Picocuries per cubic meter | 7/26/2006 10:57:47 AM
155 | pCi/ml | Picocuries per milliliter | 7/26/2006 10:57:47 AM
33 | PCU | Platinum Cobalt Units (color) - American Public Health Association Color Scale, APHA = Pt-Co = Hazen Color | 7/26/2006 10:57:47 AM
42 | per m | Per meter | 7/26/2006 10:57:47 AM
357 | per mil | Per thousand | 2/16/2017 11:05:28 AM
257 | pfu/100ml | Plaque Forming Units per 100 Milliliters | 7/26/2006 10:57:47 AM
2 | pg | Picograms | 7/26/2006 10:57:47 AM
22 | pg/cm3 | Picograms per cubic centimeter | 7/26/2006 10:57:47 AM
87 | pg/g | Picograms per gram | 7/26/2006 10:57:47 AM
82 | pg/kg | Picograms per kilogram | 7/26/2006 10:57:47 AM
12 | pg/l | Picograms per liter | 7/26/2006 10:57:47 AM
27 | pg/m2 | Picograms per square meter | 7/26/2006 10:57:47 AM
16 | pg/m3 | Picograms per cubic meter | 7/26/2006 10:57:47 AM
350 | phi | Krumbein Phi Scale | 9/5/2013 10:57:47 AM
214 | Plate cnt | Plate Count | 7/26/2006 10:57:47 AM
314 | pmc | Percent modern carbon | 1/11/2012 3:59:08 PM
352 | pmol/mg/min | Picomoles per milligram per minute | 3/31/2014 8:59:35 AM
91 | ppb | Parts per billion | 7/26/2006 10:57:47 AM
620 | ppbv | Parts per billion by volume | 5/31/2018 1:24:02 PM
92 | ppm | Parts per million | 7/26/2006 10:57:47 AM
619 | ppmv | Parts per million by volume | 5/31/2018 1:24:02 PM
261 | ppt | Parts per trillion | 7/26/2006 10:57:47 AM
93 | ppth | Parts per thousand | 7/26/2006 10:57:47 AM
369 | psf | Pounds per square foot | 1/19/2016 11:12:28 AM
226 | psi | Pressure, pounds per square inch | 7/26/2006 10:57:47 AM
168 | PSS | Practical Salinity Scale | 7/26/2006 10:57:47 AM
341 | PSU | Practical Salinity Scale | 5/24/2012 10:57:47 AM
231 | pt | Fluid pints | 7/26/2006 10:57:47 AM
232 | qt | Fluid quarts | 7/26/2006 10:57:47 AM
366 | RFU | Relative Fluorescence Units | 12/14/2015 2:59:00 PM
304 | RLU | Relative light units | 10/18/2011 11:15:02 AM
360 | RmV | Relative millivolts | 12/2/2014 8:51:42 AM
165 | S/m | Siemens per meter | 7/26/2006 10:57:47 AM
112 | Sec | Direction or angle, seconds | 7/26/2006 10:57:47 AM
216 | seconds | Seconds | 7/26/2006 10:57:47 AM
175 | T.U. | Tritium Unit | 7/26/2006 10:57:47 AM
260 | tCaCO3/Kt | Tons of calcium carbonate per kiloton | 7/26/2006 10:57:47 AM
173 | TON | Threshold Odor Number | 7/26/2006 10:57:47 AM
10 | tons | Short tons | 7/26/2006 10:57:47 AM
159 | tons/ac ft | Tons per acre feet | 7/26/2006 10:57:47 AM
156 | tons/day | Tons per day | 7/26/2006 10:57:47 AM
57 | Torr | Pressure, Torr units(vacuum) | 7/26/2006 10:57:47 AM
171 | TU | Toxic Units, dividing 100% by the LC50 (% effluent | 7/26/2006 10:57:47 AM
267 | TUc | Toxic Unit chronic | 6/22/2009 12:03:57 PM
439 | uE/m2/s | Microeinsteins per square meter per second | 2/24/2017 4:13:29 PM
109 | uE/m2/sec | Photosynth. radiation,micro-Einsteins/sq.meter/sec | 7/26/2006 10:57:47 AM
29 | ueq/L | Micro-equivalents per Liter | 7/26/2006 10:57:47 AM
4 | ug | Micrograms | 7/26/2006 10:57:47 AM
639 | ug/100cm2 | micrograms per 100 cubic cm | 7/17/2018 3:25:16 PM
291 | ug/cart | Micrograms per cartridge | 7/19/2010 3:16:29 PM
306 | ug/cm2 | Micrograms per square centimeters | 12/27/2011 10:09:21 AM
160 | ug/cm2/day | Micrograms per square centimeter per day | 7/26/2006 10:57:47 AM
24 | ug/cm3 | Micrograms per cubic centimeter | 7/26/2006 10:57:47 AM
89 | ug/g | Micrograms per gram | 7/26/2006 10:57:47 AM
269 | ug/g DW/hr | Micrograms per gram dry weight per hour | 11/24/2009 7:07:29 PM
275 | ug/hr/g | Micrograms per hour per gram | 12/7/2009 1:15:26 PM
84 | ug/kg | Micrograms per kilogram | 7/26/2006 10:57:47 AM
14 | ug/l | Micrograms per liter | 7/26/2006 10:57:47 AM
78 | ug/m2 | Micrograms per square meter | 7/26/2006 10:57:47 AM
348 | ug/m2/hr | Micrograms per square meter per hour | 7/28/2017 12:33:50 PM
18 | ug/m3 | Micrograms per cubic meter | 7/26/2006 10:57:47 AM
374 | ug/ml | Micrograms per milliliters | 4/28/2016 3:46:17 PM
580 | ug/net | micrograms per net sample | 1/31/2018 2:54:39 PM
579 | ug/PUF | micrograms per polyurethane foam sample | 1/31/2018 2:54:38 PM
581 | ug/scrubbie | micrograms per scrubbie sample | 1/31/2018 2:54:39 PM
582 | ug/wipe | micrograms per wipe sample | 1/31/2018 2:54:39 PM
364 | uL | Microliters | 4/9/2015 1:40:55 PM
370 | um3 | Cubic micrometers | 1/19/2016 11:12:28 AM
376 | um3/100mL | Cubic micrometer per 100 milliliters | 5/9/2016 9:43:33 AM
272 | um3/cm2 | Cubic microns per square cm | 11/24/2009 7:07:30 PM
174 | um3/l | Cubic microns per liter | 7/26/2006 10:57:47 AM
273 | um3/ml | Cubic microns per ml | 11/24/2009 7:07:30 PM
310 | umho | Electrical conductance, micro-mhos | 1/11/2012 3:59:08 PM
60 | umho/cm | Electrical conductivity, micro-mhos per centimeter | 7/26/2006 10:57:47 AM
169 | umol | Micromoles | 7/26/2006 10:57:47 AM
264 | umol/g | Micromoles per gram | 2/27/2008 3:00:21 PM
330 | umol/kg | Micromoles per kilogram | 3/7/2012 5:11:11 PM
318 | umol/L | Micromoles per liter | 1/11/2012 3:59:08 PM
170 | umol/m2/s | Micromolesr square meter per second | 7/26/2006 10:57:47 AM
167 | umol/S/m2 | Micromoles per siemen per square meter | 7/26/2006 10:57:47 AM
254 | units/cm | Units per centimeter, for UV absorbance | 7/26/2006 10:57:47 AM
31 | uS/cm | Micro-Siemens per Centimeter | 7/26/2006 10:57:47 AM
334 | uW/cm2 | Micro-watts per square centimeter | 6/4/2012 10:57:47 AM
61 | volts | Electro-motive force, volts | 7/26/2006 10:57:47 AM
63 | Watts | Power, Watts | 7/26/2006 10:57:47 AM
220 | weeks | Weeks | 7/26/2006 10:57:47 AM
287 | y/m/d | Year/month/day | 7/19/2010 3:16:29 PM
141 | yd | Yards | 7/26/2006 10:57:47 AM
243 | yd2 | Square yards | 7/26/2006 10:57:47 AM
230 | yd3 | Cubic yards | 7/26/2006 10:57:47 AM
222 | years | Years | 7/26/2006 10:57:47 AM

## METRIC_TYPE
UID | ID | Name | Context | Last Change Date | Citation ID | Formula Description | Scale
317435 | % Bacillariophyta | % Bacillariophyta | BMIC_WQX | 1/26/2015 2:07:34 PM
317421 | % Bacillariophyta | % Bacillariophyta | WQXWEBTRAINING6 | 11/27/2013 8:41:57 AM
323623 | % Bottom Exposed | 2nd HA % Bottom Exposed | PICURIS_PUEBLO | 2/28/2019 5:20:20 PM |  |  | 10-0
1 | % Burrower Taxa | % Burrower Taxa | USEPA | 7/18/2008 11:58:04 AM
323612 | % C Value - Dom Spec | Percent Contribution of the Dominant Family | PUEBLO_SANTAANA | 1/31/2019 4:12:51 PM
317439 | % Chironomid Individuals | % Chironomid Individuals | BMIC_WQX | 1/26/2015 2:07:36 PM
317425 | % Chironomid Individuals | % Chironomid Individuals | WQXWEBTRAINING6 | 11/27/2013 8:25:28 AM
2 | % Chironomid Taxa | % Chironomid Taxa | USEPA | 7/18/2008 11:58:05 AM
317436 | % Chlorophyta | % Chlorophyta | BMIC_WQX | 1/26/2015 2:07:34 PM
317422 | % Chlorophyta | % Chlorophyta | WQXWEBTRAINING6 | 11/27/2013 8:24:56 AM
317437 | % Chrysophyta | % Chrysophyta | BMIC_WQX | 1/26/2015 2:07:34 PM
317423 | % Chrysophyta | % Chrysophyta | WQXWEBTRAINING6 | 11/27/2013 8:25:17 AM
3 | % Clinger Taxa | % Clinger Taxa | USEPA | 7/18/2008 11:58:06 AM
323479 | % Coleoptera Taxa | % Coleoptera Taxa | OREGONDEQ | 2/8/2019 11:49:34 AM |  | % abundance of Coleoptera | 1-100
323462 | % Collector Filterer Taxa | % Collector Filterer Taxa | OREGONDEQ | 2/8/2019 11:49:34 AM |  | % abundance of Collector Filterers | 1-100
323485 | % Collector Gatherer Taxa | % Collector Gatherer Taxa | OREGONDEQ | 2/8/2019 11:49:34 AM |  | % abundance of Collector Gatherers | 1-100
317426 | % Collectors | % Collectors | WQXWEBTRAINING6 | 11/27/2013 8:25:33 AM
317440 | % Collectors | % Collectors | BMIC_WQX | 1/28/2015 10:22:37 AM
323447 | % Composition Filtering Collectors | % Composition Filtering Collectors | PICURIS_PUEBLO | 10/17/2018 7:20:48 AM
323446 | % Composition Gathering Collectors | % Composition Gathering Collectors | PICURIS_PUEBLO | 10/17/2018 7:20:48 AM
323445 | % Composition Predators | % Composition Predators | PICURIS_PUEBLO | 10/17/2018 7:20:48 AM
323448 | % Composition Scrapers | % Composition Scrapers | PICURIS_PUEBLO | 10/17/2018 7:20:48 AM
323444 | % Composition Shredders | % Composition Shredders | PICURIS_PUEBLO | 10/17/2018 7:20:48 AM
323443 | % Composition Unkown | % Composition Unkown | PICURIS_PUEBLO | 10/17/2018 7:20:48 AM
323431 | % Contribution of Dominant Family | % Contribution of Dominant Family | PICURIS_PUEBLO | 10/17/2018 7:20:48 AM
317438 | % Cyanophyta | % Cyanophyta | BMIC_WQX | 1/26/2015 2:07:34 PM
317424 | % Cyanophyta | % Cyanophyta | WQXWEBTRAINING6 | 11/27/2013 8:25:24 AM
323488 | % Diptera Taxa | % Diptera Taxa | OREGONDEQ | 2/8/2019 11:49:34 AM |  | % abundance of Diptera | 1-100
292771 | % Dominant Taxon: | % Dominant Taxon: | TESTGCSWQX | 11/10/2011 12:45:04 PM
4 | % Ephemeroptera Taxa | % Ephemeroptera Taxa | USEPA | 7/18/2008 11:58:06 AM
5 | % EPT Individuals | % EPT Individuals | USEPA | 7/18/2008 11:58:07 AM
6 | % EPT Taxa | % EPT Taxa | USEPA | 7/18/2008 11:58:07 AM
323624 | % eroding Left Bank | 2nd HA % eroding Left Bank | PICURIS_PUEBLO | 2/28/2019 5:20:20 PM |  |  | 10-0
323625 | % eroding Right Bank | 2nd HA % eroding Right Bank | PICURIS_PUEBLO | 2/28/2019 5:20:20 PM |  |  | 10-0
323472 | % Individuals in top 1 taxa | % Individuals in top 1 taxa | OREGONDEQ | 2/8/2019 11:49:34 AM |  | % abundance of 1 most abundant taxa
7 | % Individuals in top 3 taxa | % Individuals in top 3 taxa | USEPA | 7/18/2008 11:58:08 AM
8 | % Individuals in top 5 taxa | % Individuals in top 5 taxa | USEPA | 7/18/2008 11:58:08 AM
293244 | % Intolerant Individuals: * | % Intolerant Individuals: * | TESTGCSWQX | 11/10/2011 12:45:11 PM
293252 | % Intolerant Individuals: Score * | % Intolerant Individuals: Score * | TESTGCSWQX | 11/10/2011 12:45:11 PM
323480 | % Macrophyte Herbivore Taxa | % Macrophyte Herbivore Taxa | OREGONDEQ | 2/8/2019 11:49:36 AM |  | % abundance of Macrophyte Herbivores | 1-100
323433 | % Model Affinity | % Model Affinity | PICURIS_PUEBLO | 10/17/2018 7:20:48 AM
323463 | % Multivoltine Taxa | % Multivoltine Taxa | OREGONDEQ | 2/8/2019 11:49:34 AM |  | % abundance of short-lived (multivoltine) taxa | 1-100
293245 | % non-Gastropod Scrapers: | % non-Gastropod Scrapers: | TESTGCSWQX | 11/10/2011 12:45:11 PM
293253 | % non-Gastropod Scrapers: Score | % non-Gastropod Scrapers: Score | TESTGCSWQX | 11/10/2011 12:45:11 PM
9 | % Non-Insect Individuals | % Non-Insect Individuals | USEPA | 7/18/2008 11:58:09 AM
10 | % Non-Insect Taxa | % Non-Insect Taxa | USEPA | 7/18/2008 11:58:09 AM
293248 | % non-Insect Taxa: | % non-Insect Taxa: | TESTGCSWQX | 11/10/2011 12:45:11 PM
293256 | % non-Insect Taxa: Score | % non-Insect Taxa: Score | TESTGCSWQX | 11/10/2011 12:45:11 PM
323489 | % Omnivore Taxa | % Omnivore Taxa | OREGONDEQ | 2/8/2019 11:49:34 AM |  | % abundance of Omnivores | 1-100
323326 | % Parasite | % Parasite | BMIC_WQX | 1/26/2015 2:07:36 PM
323453 | % Parasite Taxa | % Parasite Taxa | OREGONDEQ | 2/8/2019 11:49:34 AM |  | % abundance of Parasites | 1-100
323454 | % Piercer Herbivore Taxa | % Piercer Herbivore Taxa | OREGONDEQ | 2/8/2019 11:49:35 AM |  | % abundance of Piercer Herbivores | 1-100
323464 | % Plecoptera Taxa | % Plecoptera Taxa | OREGONDEQ | 2/8/2019 11:49:34 AM |  | % abundance of Plecoptera | 1-100
293246 | % Predator Individuals: | % Predator Individuals: | TESTGCSWQX | 11/10/2011 12:45:11 PM
293254 | % Predator Individuals: Score | % Predator Individuals: Score | TESTGCSWQX | 11/10/2011 12:45:11 PM
323455 | % Predator Taxa | % Predator Taxa | OREGONDEQ | 2/8/2019 11:49:34 AM |  | % abundance of Predators | 1-100
317427 | % Predators | % Predators | WQXWEBTRAINING6 | 11/27/2013 8:25:42 AM
317441 | % Predators | % Predators | BMIC_WQX | 1/28/2015 10:22:37 AM
11 | % PTV 0-5.9 Taxa | % PTV 0-5.9 Taxa | USEPA | 7/18/2008 11:58:10 AM
12 | % PTV 8-10 Taxa | % PTV 8-10 Taxa | USEPA | 7/18/2008 11:58:10 AM
323456 | % Scraper Taxa | % Scraper Taxa | OREGONDEQ | 2/8/2019 11:49:34 AM |  | % abundance of Scrapers
317442 | % Scrapers | % Scrapers | BMIC_WQX | 1/28/2015 10:22:37 AM
317428 | % Scrapers | % Scrapers | WQXWEBTRAINING6 | 11/27/2013 8:25:45 AM
323457 | % Semivoltine Taxa | % Semivoltine Taxa | OREGONDEQ | 2/8/2019 11:49:34 AM |  | % abundance of long-lived (semivoltine) taxa | 1-100
323473 | % Shredder Taxa | % Shredder Taxa | OREGONDEQ | 2/8/2019 11:49:34 AM |  | % abundance of Shredder taxa
293247 | % Shredder Taxa: | % Shredder Taxa: | TESTGCSWQX | 11/10/2011 12:45:11 PM
293255 | % Shredder Taxa: Score | % Shredder Taxa: Score | TESTGCSWQX | 11/10/2011 12:45:11 PM
317429 | % Shredders | % Shredders | WQXWEBTRAINING6 | 11/27/2013 8:25:49 AM
317443 | % Shredders | % Shredders | BMIC_WQX | 1/28/2015 10:22:37 AM
323632 | % Similarity to reference Site | HA % Similarity to reference Site | PICURIS_PUEBLO | 2/28/2019 5:20:20 PM
13 | % Tolerant Individuals | % Tolerant Individuals | USEPA | 7/18/2008 11:58:11 AM
323490 | % Trichoptera Taxa | % Trichoptera Taxa | OREGONDEQ | 2/8/2019 11:49:34 AM |  | % abundance of Trichoptera | 1-100
323474 | % Univoltine Taxa | % Univoltine Taxa | OREGONDEQ | 2/8/2019 11:49:34 AM |  | % abundance of univoltine taxa | 1-100
323407 | %C+O | %Chironomids+%Oligochaetes | WQXTEST | 6/1/2016 7:36:34 AM | text
323337 | %C+O | % Chironomid +Oligochaete Individuals | 21KY_WQX | 5/5/2017 3:51:09 PM
323336 | %Clingers | % Clinger Individuals | 21KY_WQX | 5/5/2017 3:51:09 PM
323408 | %Clingers | % Clingers | WQXTEST | 6/1/2016 7:36:34 AM | text
323616 | %Cobble | HA % Cobble | PICURIS_PUEBLO | 2/28/2019 5:20:20 PM |  |  | 20-0
323409 | %Ephem | % Ephemeroptera | WQXTEST | 6/1/2016 7:36:34 AM | text
323339 | %Ephem | % Ephemeroptera | 21KY_WQX | 5/5/2017 3:51:09 PM
323348 | %FHW | % Facultative Headwater Individuals | 21KY_WQX | 5/5/2017 3:26:27 PM
323346 | %INSCT | % Insectivorous Individuals | 21KY_WQX | 5/5/2017 3:26:27 PM
323412 | %mEPT | Percent Ephemeroptera, Plecoptera, Tricoptera | WQXTEST | 6/1/2016 7:36:34 AM | text |  | 0-100
323338 | %mEPT | Modified %EPT | 21KY_WQX | 5/5/2017 3:51:09 PM
323347 | %Tol | % Tolerant Fish Individuals | 21KY_WQX | 5/5/2017 3:26:27 PM
294207 | 1 | MyMetric | WQXTEST | 2/17/2018 10:10:20 PM | text |  | 0 to 20
293356 | 1-PERISAM1 | Anabaena Species | UTAHDWQ_WQX | 3/11/2016 3:26:08 PM | 1-PERISAM1
317444 | 1-Simpson Diversity | 1-Simpson Diversity | BMIC_WQX | 1/28/2015 10:22:37 AM
317430 | 1-Simpson Diversity | 1-Simpson Diversity | WQXWEBTRAINING6 | 11/27/2013 8:25:55 AM
293314 | 10-PERISAM1 | Chroococcus Species | UTAHDWQ_WQX | 3/11/2016 3:26:07 PM | 10-PERISAM1
145405 | 100n_agallg3_pl | 100n_agallg3_pl | EMAP_GRE | 2/26/2010 12:58:45 PM
145404 | 100n_agall_pl | 100n_agall_pl | EMAP_GRE | 2/26/2010 12:58:45 PM
145406 | 100n_agcul_pl | 100n_agcul_pl | EMAP_GRE | 2/26/2010 12:58:45 PM
145407 | 100n_aghay_pl | 100n_aghay_pl | EMAP_GRE | 2/26/2010 12:58:45 PM
145408 | 100n_area | 100n_area | EMAP_GRE | 2/26/2010 12:58:45 PM
145409 | 100n_barren_pl | 100n_barren_pl | EMAP_GRE | 2/26/2010 12:58:45 PM
145410 | 100n_canopy_p | 100n_canopy_p | EMAP_GRE | 2/26/2010 12:58:45 PM
145411 | 100n_devall_pl | 100n_devall_pl | EMAP_GRE | 2/26/2010 12:58:45 PM
145412 | 100n_devhi_pl | 100n_devhi_pl | EMAP_GRE | 2/26/2010 12:58:45 PM
145413 | 100n_devlow_pl | 100n_devlow_pl | EMAP_GRE | 2/26/2010 12:58:45 PM
145414 | 100n_devmed_pl | 100n_devmed_pl | EMAP_GRE | 2/26/2010 12:58:45 PM
145415 | 100n_devopen_pl | 100n_devopen_pl | EMAP_GRE | 2/26/2010 12:58:45 PM
145416 | 100n_forsta_pl | 100n_forsta_pl | EMAP_GRE | 2/26/2010 12:58:45 PM
145417 | 100n_forstd_pl | 100n_forstd_pl | EMAP_GRE | 2/26/2010 12:58:45 PM
145418 | 100n_forste_pl | 100n_forste_pl | EMAP_GRE | 2/26/2010 12:58:45 PM
145419 | 100n_forstm_pl | 100n_forstm_pl | EMAP_GRE | 2/26/2010 12:58:45 PM
145420 | 100n_grass_pl | 100n_grass_pl | EMAP_GRE | 2/26/2010 12:58:45 PM
145421 | 100n_imperv_p | 100n_imperv_p | EMAP_GRE | 2/26/2010 12:58:45 PM
145422 | 100n_land_a | 100n_land_a | EMAP_GRE | 2/26/2010 12:58:45 PM
145423 | 100n_open_pl | 100n_open_pl | EMAP_GRE | 2/26/2010 12:58:45 PM
145424 | 100n_shrub_pl | 100n_shrub_pl | EMAP_GRE | 2/26/2010 12:58:45 PM
145425 | 100n_slope_m | 100n_slope_m | EMAP_GRE | 2/26/2010 12:58:45 PM
145426 | 100n_water_a | 100n_water_a | EMAP_GRE | 2/26/2010 12:58:45 PM
145427 | 100n_wetall_pl | 100n_wetall_pl | EMAP_GRE | 2/26/2010 12:58:45 PM
145428 | 100n_wete_pl | 100n_wete_pl | EMAP_GRE | 2/26/2010 12:58:45 PM
145429 | 100n_wetw_pl | 100n_wetw_pl | EMAP_GRE | 2/26/2010 12:58:45 PM
293298 | 11-PERISAM1 | Cladophora glomerata | UTAHDWQ_WQX | 3/11/2016 3:26:07 PM | 11-PERISAM1
293367 | 12-PERISAM1 | Cladophora species | UTAHDWQ_WQX | 3/11/2016 1:36:13 PM | 12-PERISAM1
293364 | 13-PERISAM1 | Closteriopsis longissima | UTAHDWQ_WQX | 3/11/2016 1:36:13 PM | 13-PERISAM1
293363 | 14-PERISAM1 | Closteriopsis species | UTAHDWQ_WQX | 3/11/2016 3:26:12 PM | 14-PERISAM1
293325 | 15-PERISAM1 | Closterium ehrenbergii | UTAHDWQ_WQX | 3/11/2016 3:26:12 PM | 15-PERISAM1
293324 | 16-PERISAM1 | Closterium species 1 | UTAHDWQ_WQX | 3/11/2016 3:26:07 PM | 16-PERISAM1
293326 | 17-PERISAM1 | Closterium species 2 | UTAHDWQ_WQX | 3/10/2016 6:43:28 PM | 17-PERISAM1
293322 | 18-PERISAM1 | Cosmarium species 1 | UTAHDWQ_WQX | 3/11/2016 3:26:07 PM | 18-PERISAM1
293349 | 19-PERISAM1 | Cosmarium species 2 | UTAHDWQ_WQX | 3/10/2016 6:43:37 PM | 19-PERISAM1
294213 | 1997-DE-BSL | Bank Stability Left | 21DELAWQ_WQX | 5/12/2014 1:29:09 PM | 1997-MACS Bank Stability Left |  | 1-10
294214 | 1997-DE-BSR | Bank Stability Right | 21DELAWQ_WQX | 5/12/2014 1:29:09 PM | 1997-MACS Bank Stability Right |  | 1-10
294215 | 1997-DE-BVL | Bank Vegetative Type Left | 21DELAWQ_WQX | 5/12/2014 1:29:09 PM | 1997-MACS Bank Vegetative Type Left |  | 1-10
294216 | 1997-DE-BVR | Bank Vegetative Type Right | 21DELAWQ_WQX | 5/12/2014 1:29:09 PM | 1997-MACS Bank Vegetative Type Right |  | 1-10
294217 | 1997-DE-CM | Channel Modification | 21DELAWQ_WQX | 5/12/2014 1:29:09 PM | 1997-MACS Channel Modification |  | 1-20
322543 | 1997-DE-FoR | Frequency of Riffles | 21DELAWQ_WQX | 5/12/2014 1:24:06 PM | 1997-DE Frequency of Riffles |  | 1-20
294218 | 1997-DE-HI-CP-TotalScore | Habitat Total Score | 21DELAWQ_WQX | 5/12/2014 1:29:09 PM | 1997-DE-HI-TotalScore | Total sum of the individual habitat metric scores | 0-140
322544 | 1997-DE-HI-P-TotalScore | Habitat Total Score for Piedmont Region | 21DELAWQ_WQX | 5/12/2014 1:24:06 PM | 1997-DE-HI-P-TotalScore | Total sum of the individual habitat metric scores. | 0-220
294219 | 1997-DE-IH | Instream Habitat | 21DELAWQ_WQX | 5/12/2014 1:29:09 PM | 1997-MACS Instream Habitat |  | 1-20
294220 | 1997-DE-P | Pools | 21DELAWQ_WQX | 5/12/2014 1:29:09 PM | 1997-MACS Pools |  | 1-20
294221 | 1997-DE-RZL | Riparian Zone Width Left | 21DELAWQ_WQX | 5/12/2014 1:29:09 PM | 1997-MACS Riparian Zone Width Left |  | 1-10
294222 | 1997-DE-RZR | Riparian Zone Width Right | 21DELAWQ_WQX | 5/12/2014 1:29:09 PM | 1997-MACS Riparian Zone Width Right |  | 1-10
294223 | 1997-DE-S | Shading | 21DELAWQ_WQX | 5/12/2014 1:29:09 PM | 1997-MACS Shading |  | 1-20
121405 | 1max | CD_1-day max | EMAP_GRE | 4/5/2010 10:08:16 AM
121406 | 1min | CD_1-day min | EMAP_GRE | 4/5/2010 10:08:16 AM
322553 | 2 | EPT Taxa Richness | MDNR | 7/5/2018 1:57:30 PM
323085 | 2 | EPT Taxa Richness | MDC | 7/5/2018 1:46:00 PM
323089 | 2 | EPT Taxa Richness | MEC | 7/5/2018 2:20:31 PM
323093 | 2 | EPT Taxa Richness | SCI | 7/5/2018 2:25:05 PM
323097 | 2 | EPT Taxa Richness | TYSON | 7/5/2018 2:25:32 PM
323101 | 2 | EPT Taxa Richness | UMC | 7/5/2018 2:27:46 PM
323105 | 2 | EPT Taxa Richness | URS | 7/5/2018 2:44:19 PM
323109 | 2 | EPT Taxa Richness | VERSAR | 7/5/2018 2:44:40 PM
293332 | 2-PERISAM1 | Asterionella formosa | UTAHDWQ_WQX | 3/10/2016 6:43:28 PM | 2-PERISAM1
293345 | 20-PERISAM1 | Crucigenia species | UTAHDWQ_WQX | 3/11/2016 3:26:18 PM | 20-PERISAM1
294208 | 2000-DE-%Clingers | Percent composition of clingers | 21DELAWQ_WQX | 5/12/2014 1:29:01 PM | 2000-JNABS-MACS-%Cl |  | 0,2,4 04 6
294209 | 2000-DE-%E | Percent composition of Ephemeroptera | 21DELAWQ_WQX | 5/12/2014 1:29:01 PM | 2000-JNABS-MACS-%E |  | 0,2,4 0r 6
294210 | 2000-DE-EPTr | EPT Richness | 21DELAWQ_WQX | 5/12/2014 1:29:01 PM | JNABS_MACS(2000)-EPT |  | 0,2,4 or 6
294211 | 2000-DE-HBI | Hilsenhoff Biotic Index | 21DELAWQ_WQX | 5/12/2014 1:29:01 PM | 2000-JNABS-MACS-HBI |  | 0,2,4 or 6
294212 | 2000-DE-TRr | Taxonomic Richness | 21DELAWQ_WQX | 5/12/2014 1:29:01 PM | JNABS_MACS(2000)-TRr |  | 0,2,4 or 6
293301 | 21-PERISAM1 | Bacillariophyta centric diatom | UTAHDWQ_WQX | 3/11/2016 3:26:07 PM | 21-PERISAM1
293300 | 22-PERISAM1 | Bacillariophyta pennate diatom | UTAHDWQ_WQX | 3/11/2016 3:26:07 PM | 22-PERISAM1
293343 | 23-PERISAM1 | Enteromorpha intestinalis | UTAHDWQ_WQX | 3/11/2016 1:36:15 PM | 23-PERISAM1
293346 | 24-PERISAM1 | Euastrum species | UTAHDWQ_WQX | 3/10/2016 6:43:37 PM | 24-PERISAM1
293341 | 25-PERISAM1 | Euglena species | UTAHDWQ_WQX | 3/11/2016 3:26:17 PM | 25-PERISAM1
293311 | 26-PERISAM1 | Hydrurus foetidus | UTAHDWQ_WQX | 3/11/2016 3:26:18 PM | 26-PERISAM1
293358 | 27-PERISAM1 | Lagerheimia ciliata | UTAHDWQ_WQX | 3/11/2016 1:36:10 PM | 27-PERISAM1
293344 | 29-PERISAM1 | Microcystis uncerta | UTAHDWQ_WQX | 3/11/2016 3:26:12 PM | 29-PERISAM1
322554 | 3 | Shannon Diversity Index | MDNR | 7/5/2018 1:57:30 PM
323086 | 3 | Shannon Diversity Index | MDC | 7/5/2018 1:46:00 PM
323090 | 3 | Shannon Diversity Index | MEC | 7/5/2018 2:20:31 PM
323094 | 3 | Shannon Diversity Index | SCI | 7/5/2018 2:25:05 PM
323098 | 3 | Shannon Diversity Index | TYSON | 7/5/2018 2:25:32 PM
323102 | 3 | Shannon Diversity Index | UMC | 7/5/2018 2:27:46 PM
323106 | 3 | Shannon Diversity Index | URS | 7/5/2018 2:44:19 PM
323110 | 3 | Shannon Diversity Index | VERSAR | 7/5/2018 2:44:40 PM
293302 | 3-PERISAM1 | Audouinella violacea | UTAHDWQ_WQX | 3/10/2016 6:43:26 PM | 3-PERISAM1
293327 | 30-PERISAM1 | Microspora species | UTAHDWQ_WQX | 3/10/2016 6:43:28 PM | 30-PERISAM1
121407 | 30max | CD_30-day max | EMAP_GRE | 4/5/2010 10:08:16 AM
121408 | 30min | CD_30-day min | EMAP_GRE | 4/5/2010 10:08:16 AM
293295 | 31-PERISAM1 | Mougeotia species | UTAHDWQ_WQX | 3/11/2016 3:26:07 PM | 31-PERISAM1
293307 | 32-PERISAM1 | Nostoc species | UTAHDWQ_WQX | 3/11/2016 3:26:08 PM | 32-PERISAM1
293316 | 33-PERISAM1 | Oedogonium species | UTAHDWQ_WQX | 3/11/2016 3:26:07 PM | 33-PERISAM1
293296 | 34-PERISAM1 | Oocystis species | UTAHDWQ_WQX | 3/11/2016 3:26:07 PM | 34-PERISAM1
293309 | 35-PERISAM1 | Oscillatoria agardhii | UTAHDWQ_WQX | 3/11/2016 3:26:07 PM | 35-PERISAM1
293313 | 36-PERISAM1 | Oscillatoria amphibia | UTAHDWQ_WQX | 3/11/2016 3:26:07 PM | 36-PERISAM1
293342 | 37-PERISAM1 | Oscillatoria princeps | UTAHDWQ_WQX | 3/11/2016 3:26:08 PM | 37-PERISAM1
293303 | 38-PERISAM1 | Oscillatoria species 1 | UTAHDWQ_WQX | 3/11/2016 3:26:07 PM | 38-PERISAM1
293334 | 39-PERISAM1 | Oscillatoria species 2 | UTAHDWQ_WQX | 3/11/2016 3:26:17 PM | 39-PERISAM1
121409 | 3max | CD_3-day max | EMAP_GRE | 4/5/2010 10:08:16 AM
121410 | 3min | CD_3-day min | EMAP_GRE | 4/5/2010 10:08:16 AM
322555 | 4 | Total Taxa Richness | MDNR | 7/5/2018 1:57:30 PM
323087 | 4 | Total Taxa Richness | MDC | 7/5/2018 1:46:00 PM
323091 | 4 | Total Taxa Richness | MEC | 7/5/2018 2:20:31 PM
323095 | 4 | Total Taxa Richness | SCI | 7/5/2018 2:25:05 PM
323099 | 4 | Total Taxa Richness | TYSON | 7/5/2018 2:25:32 PM
323103 | 4 | Total Taxa Richness | UMC | 7/5/2018 2:27:46 PM
323107 | 4 | Total Taxa Richness | URS | 7/5/2018 2:44:19 PM
323111 | 4 | Total Taxa Richness | VERSAR | 7/5/2018 2:44:40 PM
293337 | 4-PERISAM1 | Beggiatoa species 1 | UTAHDWQ_WQX | 3/11/2016 3:26:09 PM | 4-PERISAM1
293375 | 40-PERISAM1 | Oscillatoria species 3 | UTAHDWQ_WQX | 3/11/2016 1:36:27 PM | 40-PERISAM1
293369 | 41-PERISAM1 | Pandorina morum | UTAHDWQ_WQX | 3/11/2016 1:36:14 PM | 41-PERISAM1
293340 | 42-PERISAM1 | Pediastrum duplex | UTAHDWQ_WQX | 3/11/2016 3:26:07 PM | 42-PERISAM1
293297 | 43-PERISAM1 | Phacus species | UTAHDWQ_WQX | 3/11/2016 3:26:12 PM | 43-PERISAM1
293336 | 44-PERISAM1 | Phormidium incrustatum | UTAHDWQ_WQX | 3/10/2016 6:43:29 PM | 44-PERISAM1
293335 | 45-PERISAM1 | Phormidium inundatum | UTAHDWQ_WQX | 3/11/2016 3:26:24 PM | 45-PERISAM1
293310 | 46-PERISAM1 | Phormidium species | UTAHDWQ_WQX | 3/11/2016 3:26:07 PM | 46-PERISAM1
293355 | 47-PERISAM1 | Pteromonas species | UTAHDWQ_WQX | 3/11/2016 3:26:07 PM | 47-PERISAM1
293370 | 48-PERISAM1 | Scenedesmus quadricauda | UTAHDWQ_WQX | 3/11/2016 1:36:14 PM | 48-PERISAM1
293371 | 49-PERISAM1 | Scenedesmus quadarec-longispin | UTAHDWQ_WQX | 3/11/2016 1:36:14 PM | 49-PERISAM1
322552 | 5 | Biotic Index (Hilsenhoff 1987) | MDNR | 7/5/2018 1:57:30 PM
323084 | 5 | Biotic Index (Hilsenhoff 1987) | MDC | 7/5/2018 1:45:59 PM
323088 | 5 | Biotic Index (Hilsenhoff 1987) | MEC | 7/5/2018 2:20:31 PM
323092 | 5 | Biotic Index (Hilsenhoff 1987) | SCI | 7/5/2018 2:25:05 PM
323096 | 5 | Biotic Index (Hilsenhoff 1987) | TYSON | 7/5/2018 2:25:32 PM
323100 | 5 | Biotic Index (Hilsenhoff 1987) | UMC | 7/5/2018 2:27:46 PM
323104 | 5 | Biotic Index (Hilsenhoff 1987) | URS | 7/5/2018 2:44:19 PM
323108 | 5 | Biotic Index (Hilsenhoff 1987) | VERSAR | 7/5/2018 2:44:40 PM
293376 | 5-PERISAM1 | Beggiatoa species 2 | UTAHDWQ_WQX | 3/11/2016 3:26:18 PM | 5-PERISAM1
293319 | 50-PERISAM1 | Scenedesmus species | UTAHDWQ_WQX | 3/11/2016 3:26:07 PM | 50-PERISAM1
293362 | 51-PERISAM1 | Schroederia setigera | UTAHDWQ_WQX | 3/11/2016 1:36:11 PM | 51-PERISAM1
293365 | 52-PERISAM1 | Selenastrum species | UTAHDWQ_WQX | 3/11/2016 1:36:13 PM | 52-PERISAM1
293333 | 53-PERISAM1 | Sphaerocystis schroeteri | UTAHDWQ_WQX | 3/11/2016 3:26:17 PM | 53-PERISAM1
293312 | 54-PERISAM1 | Spyrogyra species 1 | UTAHDWQ_WQX | 3/11/2016 3:26:08 PM | 54-PERISAM1
293331 | 55-PERISAM1 | Spyrogyra species 2 | UTAHDWQ_WQX | 3/10/2016 6:43:28 PM | 55-PERISAM1
293339 | 56-PERISAM1 | Spyrogyra species 3 | UTAHDWQ_WQX | 3/10/2016 6:43:29 PM | 56-PERISAM1
293338 | 57-PERISAM1 | Staurastrum gracile | UTAHDWQ_WQX | 3/10/2016 6:43:29 PM | 57-PERISAM1
293321 | 58-PERISAM1 | Stigeoclonium polymorphum | UTAHDWQ_WQX | 3/11/2016 1:36:06 PM | 58-PERISAM1
293328 | 59-PERISAM1 | Stigeoclonium stagnatile | UTAHDWQ_WQX | 3/10/2016 6:43:28 PM | 59-PERISAM1
293306 | 6-PERISAM1 | Calothrix species | UTAHDWQ_WQX | 3/11/2016 3:26:08 PM | 6-PERISAM1
293299 | 60-PERISAM1 | Stigeoclonium species 1 | UTAHDWQ_WQX | 3/11/2016 3:26:07 PM | 60-PERISAM1
293348 | 61-PERISAM1 | Stigeoclonium species 2 | UTAHDWQ_WQX | 3/10/2016 6:43:37 PM | 61-PERISAM1
293347 | 62-PERISAM1 | Tetraedron Species | UTAHDWQ_WQX | 3/11/2016 1:36:13 PM | 62-PERISAM1
293317 | 63-PERISAM1 | Ulothix aequalis | UTAHDWQ_WQX | 3/11/2016 3:26:09 PM | 63-PERISAM1
293330 | 64-PERISAM1 | Ulothrix cylindrica | UTAHDWQ_WQX | 3/11/2016 1:36:13 PM | 64-PERISAM1
293315 | 65-PERISAM1 | Ulothrix zonata | UTAHDWQ_WQX | 3/11/2016 3:26:08 PM | 65-PERISAM1
293318 | 66-PERISAM1 | Ulothrix species 1 | UTAHDWQ_WQX | 3/11/2016 3:26:07 PM | 66-PERISAM1
293366 | 67-PERISAM1 | Ulothrix species 2 | UTAHDWQ_WQX | 3/11/2016 1:36:13 PM | 67-PERISAM1
293377 | 68-PERISAM1 | Ulothrix species 3 | UTAHDWQ_WQX | 3/11/2016 1:36:58 PM | 68-PERISAM1
293354 | 69-PERISAM1 | Cynaophyta filamentous | UTAHDWQ_WQX | 3/11/2016 3:26:07 PM | 69-PERISAM1
293305 | 7-PERISAM1 | Chamaesiphon incrustans | UTAHDWQ_WQX | 3/11/2016 3:26:11 PM | 7-PERISAM1
293329 | 70-PERISAM1 | Chlorophyta spherical | UTAHDWQ_WQX | 3/11/2016 3:26:07 PM | 70-PERISAM1
293368 | 71-PERISAM1 | Vaucheria species | UTAHDWQ_WQX | 3/11/2016 1:36:13 PM | 71-PERISAM1
293320 | 72-PERISAM1 | Zygnema species | UTAHDWQ_WQX | 3/11/2016 3:26:08 PM | 72-PERISAM1
293304 | 73-PERISAM1 | Aphanizomenon flosaquae | UTAHDWQ_WQX | 3/11/2016 1:36:09 PM | 73-PERISAM1
293350 | 74-PERISAM1 | Fragilaria virescens | UTAHDWQ_WQX | 3/10/2016 6:44:18 PM | 74-PERISAM1
293351 | 75-PERISAM1 | Melosira varians | UTAHDWQ_WQX | 3/10/2016 6:44:18 PM | 75-PERISAM1
293352 | 76-PERISAM1 | Schizothrix species | UTAHDWQ_WQX | 3/10/2016 6:44:19 PM | 76-PERISAM1
293361 | 77-PERISAM1 | Spirulina species | UTAHDWQ_WQX | 3/11/2016 3:26:12 PM | 77-PERISAM1
293378 | 78-PERISAM1 | Mallomonas species | UTAHDWQ_WQX | 3/11/2016 3:26:07 PM | 78-PERISAM1
293374 | 79-PERISAM1 | Chrysocapsa planktonica | UTAHDWQ_WQX | 3/11/2016 1:36:17 PM | 79-PERISAM1
121411 | 7max | CD_7-day max | EMAP_GRE | 4/5/2010 10:08:16 AM
121412 | 7min | CD_7-day min | EMAP_GRE | 4/5/2010 10:08:16 AM
293308 | 8-PERISAM1 | Chamaesiphon species | UTAHDWQ_WQX | 3/10/2016 6:43:27 PM | 8-PERISAM1
293360 | 80-PERISAM1 | Anabaena flosaquae | UTAHDWQ_WQX | 3/11/2016 1:36:11 PM | 80-PERISAM1
293359 | 81-PERISAM1 | Ankistrodesmus falcatus | UTAHDWQ_WQX | 3/11/2016 3:26:18 PM | 81-PERISAM1
293373 | 82-PERISAM1 | Phormidium species 2 | UTAHDWQ_WQX | 3/11/2016 3:26:08 PM | 82-PERISAM1
293372 | 83-PERISAM1 | Microcystis aeruginosa | UTAHDWQ_WQX | 3/11/2016 1:36:15 PM | 83-PERISAM1
293357 | 84-PERISAM1 | Stigeoclonium tenue | UTAHDWQ_WQX | 3/11/2016 1:36:09 PM | 84-PERISAM1
293353 | 85-PERISAM1 | Audouinella violacia | UTAHDWQ_WQX | 3/11/2016 1:36:06 PM | 85-PERISAM1
293379 | 86-PERISAM1 | Rivularia species | UTAHDWQ_WQX | 3/11/2016 3:26:08 PM | 86-PERISAM1
293382 | 87-PERISAM1 | Ankistrodesmus species | UTAHDWQ_WQX | 3/11/2016 3:26:13 PM | 87-PERISAM1
293381 | 88-PERISAM1 | Lyngbya species | UTAHDWQ_WQX | 3/11/2016 3:26:12 PM | 88-PERISAM1
293380 | 89-PERISAM1 | Tolypothrix species | UTAHDWQ_WQX | 3/11/2016 3:26:12 PM | 89-PERISAM1
293323 | 9-PERISAM1 | Chlamydomonas species | UTAHDWQ_WQX | 3/11/2016 3:26:07 PM | 9-PERISAM1
293383 | 90-PERISAM1 | Scenedesmus species 2 | UTAHDWQ_WQX | 3/11/2016 3:26:18 PM | 90-PERISAM1
121413 | 90max | CD_90-day max | EMAP_GRE | 4/5/2010 10:08:16 AM
121414 | 90min | CD_90-day min | EMAP_GRE | 4/5/2010 10:08:16 AM
293384 | 91-PERISAM1 | Trachelomonas species | UTAHDWQ_WQX | 3/11/2016 3:26:18 PM | 91-PERISAM1
317445 | Absolute Abundance/Density | Absolute Abundance/Density | BMIC_WQX | 1/28/2015 10:22:37 AM
317431 | Absolute Abundance/Density | Absolute Abundance/Density | WQXWEBTRAINING6 | 11/27/2013 8:26:01 AM
322679 | AbunEstimate | Estimate of abundance of debris | NARSTEST | 9/22/2014 11:16:29 AM | EPA/620/R-01/003
323271 | AbunEstimate | Estimate of abundance of debris | NARS_WQX | 11/4/2014 1:57:05 AM | EPA/620/R-01/003
296165 | ACHNANTHIDIUM | Proportion of diatom valves in the genus Achnanthi | NARSTEST | 10/28/2014 12:01:14 AM
322700 | ACHNANTHIDIUM | Proportion of diatom valves in the genus Achnanthi | NARS_WQX | 7/16/2014 3:46:42 AM
145919 | AESTHETICS | Aesthetics code: (1-5) | EMAP_GRE | 3/15/2010 5:10:03 PM
293809 | AESTHETICS OF REACH HQI SCORE: 3=WI | AESTHETICS OF REACH HQI SCORE: 3=WILDERNESS 2=NATU | TCEQMAIN | 10/26/2018 3:32:52 PM
293606 | AESTHETICS OF REACH(1=WILD 2=NAT. 3 | AESTHETICS OF REACH(1=WILD 2=NAT. 3=COMM. 4=OFF.) | TCEQMAIN | 10/26/2018 3:32:53 PM
323502 | AGGREGATING_ANEMONE | Aggregating anemone | 11NPSWRD_WQX | 10/15/2018 5:16:02 PM |  |  | 0 - 100
145920 | AGR_CROP | Agricultural; cropland | EMAP_GRE | 3/15/2010 5:10:03 PM
97615 | AGR_CROPLAND | Agricultural cropland disturb. | NARSTEST | 2/22/2012 5:29:05 PM | EPA 841-R-09-001a; http://water.epa.gov/type/lakes/upload/nla_technical_appendix.pdf
294055 | AGR_CROPLAND | Agricultural cropland disturb. | NARS_WQX | 7/6/2012 6:16:30 PM | EPA 841-R-09-001a; http://water.epa.gov/type/lakes/upload/nla_technical_appendix.pdf
97620 | AGR_FEEDLOT | Agricultural feedlot disturb. | NARSTEST | 2/22/2012 5:29:05 PM | EPA 841-R-09-001a; http://water.epa.gov/type/lakes/upload/nla_technical_appendix.pdf
294060 | AGR_FEEDLOT | Agricultural feedlot disturb. | NARS_WQX | 7/6/2012 6:16:30 PM | EPA 841-R-09-001a; http://water.epa.gov/type/lakes/upload/nla_technical_appendix.pdf
145921 | AGR_IRRG | Agricultural; irrigation pumps | EMAP_GRE | 3/15/2010 5:10:03 PM
294057 | AGR_LIVESTOCK | Agricultural livestock disturb. | NARS_WQX | 7/6/2012 6:16:30 PM | EPA 841-R-09-001a; http://water.epa.gov/type/lakes/upload/nla_technical_appendix.pdf
97617 | AGR_LIVESTOCK | Agricultural livestock disturb. | NARSTEST | 2/22/2012 5:29:05 PM | EPA 841-R-09-001a; http://water.epa.gov/type/lakes/upload/nla_technical_appendix.pdf
145922 | AGR_ORCH | Agricultural; orchards | EMAP_GRE | 3/15/2010 5:10:03 PM
97618 | AGR_ORCHARDS | Agricultural orchards disturb. | NARSTEST | 2/22/2012 5:29:05 PM | EPA 841-R-09-001a; http://water.epa.gov/type/lakes/upload/nla_technical_appendix.pdf
294058 | AGR_ORCHARDS | Agricultural orchards disturb. | NARS_WQX | 7/6/2012 6:16:30 PM | EPA 841-R-09-001a; http://water.epa.gov/type/lakes/upload/nla_technical_appendix.pdf
146001 | AGR_OTH | Agricultural; other | EMAP_GRE | 3/15/2010 5:10:04 PM
145923 | AGR_PAS | Agricultural; pasture | EMAP_GRE | 3/15/2010 5:10:03 PM
294056 | AGR_PASTURE | Agricultural pasture disturb. | NARS_WQX | 7/6/2012 6:16:30 PM | EPA 841-R-09-001a; http://water.epa.gov/type/lakes/upload/nla_technical_appendix.pdf
97616 | AGR_PASTURE | Agricultural pasture disturb. | NARSTEST | 2/22/2012 5:29:05 PM | EPA 841-R-09-001a; http://water.epa.gov/type/lakes/upload/nla_technical_appendix.pdf
145924 | AGR_POUL | Agricultural; poultry | EMAP_GRE | 3/15/2010 5:10:03 PM
97619 | AGR_POULTRY | Agricultural poultry disturb. | NARSTEST | 2/22/2012 5:29:05 PM | EPA 841-R-09-001a; http://water.epa.gov/type/lakes/upload/nla_technical_appendix.pdf
294059 | AGR_POULTRY | Agricultural poultry disturb. | NARS_WQX | 7/6/2012 6:16:30 PM | EPA 841-R-09-001a; http://water.epa.gov/type/lakes/upload/nla_technical_appendix.pdf
294079 | AGR_SCORE | Summed Agricultural Stressor Score | NARS_WQX | 7/6/2012 6:16:30 PM | EPA 841-R-09-001a; http://water.epa.gov/type/lakes/upload/nla_technical_appendix.pdf
97639 | AGR_SCORE | Summed Agricultural Stressor Score | NARSTEST | 2/22/2012 5:29:06 PM | EPA 841-R-09-001a; http://water.epa.gov/type/lakes/upload/nla_technical_appendix.pdf
145925 | AGR_STCK | Agricultural; livestock | EMAP_GRE | 3/15/2010 5:10:03 PM
145926 | AGR_WITH | Agricultural; water withdrawal | EMAP_GRE | 3/15/2010 5:10:03 PM
97621 | AGR_WITHDRAWL | Agricultural water withdrawl | NARSTEST | 2/22/2012 5:29:05 PM | EPA 841-R-09-001a; http://water.epa.gov/type/lakes/upload/nla_technical_appendix.pdf
294061 | AGR_WITHDRAWL | Agricultural water withdrawl | NARS_WQX | 7/6/2012 6:16:30 PM | EPA 841-R-09-001a; http://water.epa.gov/type/lakes/upload/nla_technical_appendix.pdf
322669 | AirTemperature | Air Temperature | NARSTEST | 6/19/2014 1:24:00 PM | EPA/841/D-13/001
293800 | ALGAE | Cover class for filamentous algae | NARSTEST | 2/24/2012 2:24:11 AM | EPA/620/R-99/003; http://www.epa.gov/emap2/html/pubs/docs/groupdocs/surfwatr/field/phyhab.html |  | 0-4
293837 | ALGAE | Cover class for filamentous algae | NARS_WQX | 3/27/2012 4:49:22 PM | EPA/620/R-99/003; http://www.epa.gov/emap2/html/pubs/docs/groupdocs/surfwatr/field/phyhab.html |  | 0-4
293702 | ALGAE_GROWTH | Algae Growth | SBMWA | 2/14/2012 5:13:19 PM
293637 | ALGAE_GROWTH | Algae Growth | URWA | 2/7/2012 1:10:15 PM
293674 | ALGAE_GROWTH | Algae Growth | GSWA | 2/8/2012 10:51:47 AM
295997 | ALIENNTAX | Number of non-native (alien) taxa | NARSTEST | 10/27/2014 1:06:03 PM | EPA/841/D-13/001
322914 | ALIENNTAX | Number of non-native (alien) taxa | NARS_WQX | 7/16/2014 6:11:53 AM | EPA/841/D-13/001
295998 | ALIENPIND | % alien individuals | NARSTEST | 10/27/2014 1:06:03 PM | EPA/841/D-13/001
322915 | ALIENPIND | % alien individuals | NARS_WQX | 7/16/2014 6:11:53 AM | EPA/841/D-13/001
322913 | ALIENPTAX | % alien taxa | NARS_WQX | 7/16/2014 6:11:53 AM | EPA/841/D-13/001
295996 | ALIENPTAX | % alien taxa | NARSTEST | 10/27/2014 1:06:03 PM | EPA/841/D-13/001
164377 | ALKCALC | Calculated Alkalinity (ueq/L) | NARSTEST | 11/1/2011 11:48:21 AM
296148 | AMPHNTAX | No. of Amphipoda taxa | NARSTEST | 10/27/2014 6:35:57 PM | EPA/841/D-13/001
323080 | AMPHNTAX | No. of Amphipoda taxa | NARS_WQX | 7/16/2014 10:23:30 AM | EPA/841/D-13/001
121181 | AMPHPIND | Amphipod % Individuals | EMAP_GRE | 1/13/2010 3:14:13 PM |  | Amphipod % Individuals
97668 | AMPHPIND | % Amphipoda individuals | NARSTEST | 10/27/2014 6:35:57 PM | EPA/841/D-13/001
323079 | AMPHPIND | % Amphipoda individuals | NARS_WQX | 7/16/2014 10:23:30 AM | EPA/841/D-13/001
121192 | AMPHPTAX | Amphipod % Distinct Taxa | EMAP_GRE | 1/15/2010 10:24:23 AM |  | Amphipod % Distinct Taxa
296147 | AMPHPTAX | % Amphipoda taxa | NARSTEST | 10/27/2014 6:35:57 PM | EPA/841/D-13/001
323078 | AMPHPTAX | % Amphipoda taxa | NARS_WQX | 7/16/2014 10:23:30 AM | EPA/841/D-13/001
121191 | AMPHRICH | Amphipod Distinct Taxa Richness | EMAP_GRE | 1/15/2010 10:24:23 AM |  | Amphipod Distinct Taxa Richness
322470 | ANC_COND | Site condition class based on acidity | NARS_WQX | 7/15/2014 8:38:49 PM | EPA/841/D-13/001
294557 | ANC_COND | Site condition class based on acidity | NARSTEST | 11/20/2013 10:31:53 AM | EPA/841/D-13/001
164379 | ANDEF | Anion Deficit [C-A] (ueq/L) | NARSTEST | 11/1/2011 11:48:21 AM
145135 | ANDEF2 | Anion Deficit using ANC [C-A] (ueq/L) | NARSTEST | 11/16/2011 11:24:20 AM
164359 | ANGLE | Bank meas. angle (0-360 degree) | NARSTEST | 9/23/2010 5:33:29 PM
323261 | Anomaly | Fish histopathology anomoly description | NARS_WQX | 11/3/2014 11:30:24 PM | EPA/620/R-01/003
322683 | Anomaly | Fish histopathology anomoly description | NARSTEST | 10/22/2014 12:59:17 PM | EPA/620/R-01/003
322926 | ANOMPIND | % individuals with anomalies (% DELT anomalies) | NARS_WQX | 7/16/2014 6:12:00 AM | EPA/841/D-13/001
296009 | ANOMPIND | % individuals with anomalies (% DELT anomalies) | NARSTEST | 10/27/2014 1:06:18 PM | EPA/841/D-13/001
121415 | ANQCV | CV mean annual Q | EMAP_GRE | 4/5/2010 10:08:16 AM
164378 | ANSUM | Sum of Anions (ueq/L) | NARSTEST | 11/1/2011 11:48:21 AM
145134 | ANSUM2 | Sum of Anions using ANC (ueq/L) | NARSTEST | 11/16/2011 11:24:20 AM
323544 | ANTHOPLEURA | Anthopleura | 11NPSWRD_WQX | 10/15/2018 5:16:23 PM |  |  | 0 - 100
323519 | ANTH_ELEG/ANTH_SOLA | Anthopleura elegantis/A. sola | 11NPSWRD_WQX | 10/15/2018 5:16:07 PM |  |  | 0 - 100
230 | APFS | Aquatic Plant Field Form | MDEQ_WQ_WQX | 4/1/2015 11:37:27 AM
322454 | apparent_rpd_thickness_max | Apparent RPD Thickness (cm) | EPA_OCMA_R4 | 5/30/2014 12:10:56 PM | EPA Contract No. 68-C8-0105
322399 | apparent_rpd_thickness_max | Apparent RPD Thickness (cm) | BETA_OCMA | 1/28/2014 12:47:16 PM | EPA Contract No. 68-C8-0105
322398 | apparent_rpd_thickness_mean | Apparent RPD Thickness (cm) | BETA_OCMA | 1/28/2014 12:47:16 PM | EPA Contract No. 68-C8-0105
322453 | apparent_rpd_thickness_mean | Apparent RPD Thickness (cm) | EPA_OCMA_R4 | 5/30/2014 12:10:56 PM | EPA Contract No. 68-C8-0105
322439 | apparent_rpd_thickness_min | Apparent RPD Thickness (cm) | EPA_OCMA_R4 | 5/30/2014 12:10:55 PM | EPA Contract No. 68-C8-0105
322383 | apparent_rpd_thickness_min | Apparent RPD Thickness (cm) | BETA_OCMA | 1/28/2014 12:47:15 PM | EPA Contract No. 68-C8-0105
294101 | APPEALING | Appeal of waterbody character | NARS_WQX | 7/6/2012 6:16:30 PM | EPA 841-R-09-001a; http://water.epa.gov/type/lakes/upload/nla_technical_appendix.pdf
97659 | APPEALING | Appeal of waterbody character | NARSTEST | 2/22/2012 5:29:06 PM | EPA 841-R-09-001a; http://water.epa.gov/type/lakes/upload/nla_technical_appendix.pdf
293980 | AQUACULTUR | Lake is a a private aquaculture waterbody. | NARS_WQX | 7/6/2012 5:34:47 PM | EPA 841-R-09-001a; http://water.epa.gov/type/lakes/upload/nla_technical_appendix.pdf
56259 | AQUACULTUR | Lake is a a private aquaculture waterbody. | NARSTEST | 3/16/2010 11:12:08 AM
323376 | Aquatic Sowbug | Aquatic Sowbug | WQXTEST | 5/12/2016 6:29:26 AM |  | A= 1-9, B=10-99, C=>100 | A, B, C
56243 | AREA_HA | Lake polygon area (hectares) from NHD | NARSTEST | 3/16/2010 11:12:08 AM
293963 | AREA_HA | Lake polygon area (hectares) from NHD | NARS_WQX | 7/6/2012 5:34:47 PM | EPA 841-R-09-001a; http://water.epa.gov/type/lakes/upload/nla_technical_appendix.pdf
323516 | ARTICULAT_CORALLINES | Articulated corallines | 11NPSWRD_WQX | 10/15/2018 5:16:07 PM |  |  | 0 - 100
323579 | ARTIC_CORAL/ON/MY_CA | Artic. corallines on Mytilus | 11NPSWRD_WQX | 10/15/2018 5:16:40 PM |  |  | 0 - 100
293449 | Artificial Channelization | Artificial Channelization | 21FLBFA_WQX | 12/19/2012 4:01:34 PM
293570 | Artificial Channelization | Artificial Channelization | 21FLWPB_WQX | 12/18/2017 9:04:06 AM
293471 | Artificial Channelization | Artificial Channelization | 21FLPOLK_WQX | 12/20/2012 2:11:48 PM
293482 | Artificial Channelization | Artificial Channelization | 21FLSJWM_WQX | 12/20/2012 2:56:49 PM
293515 | Artificial Channelization | Artificial Channelization | 21FLLEON_WQX | 12/20/2012 8:49:51 AM
293504 | Artificial Channelization | Artificial Channelization | 21FLWQA_WQX | 12/13/2017 2:50:52 PM
294246 | Artificial Channelization | Artificial Channelization | 21FLGW_WQX | 12/18/2017 9:37:54 AM
294290 | Artificial Channelization | Artificial Channelization | 21FLA_WQX | 12/6/2018 2:58:43 PM
294235 | Artificial Channelization | Artificial Channelization | 21FLFTM_WQX | 12/11/2017 3:11:36 PM
294257 | Artificial Channelization | Artificial Channelization | 21FLWQSP_WQX | 12/11/2017 1:41:13 PM
294224 | Artificial Channelization | Artificial Channelization | 21FLTPA_WQX | 12/11/2017 2:44:28 PM
294268 | Artificial Channelization | Artificial Channelization | 21FLPNS_WQX | 12/11/2017 3:54:49 PM
293526 | Artificial Channelization | Artificial Channelization | 21FLSWFD_WQX | 12/13/2016 4:45:28 PM
293493 | Artificial Channelization | Artificial Channelization | 21FLSUW_WQX | 12/20/2012 3:20:40 PM
294279 | Artificial Channelization | Artificial Channelization | 21FLCEN_WQX | 12/7/2017 9:52:27 AM
293438 | Artificial Channelization | Artificial Channelization | 21FLBRA_WQX | 12/19/2012 4:25:34 PM
293460 | Artificial Channelization | Artificial Channelization | 21FLNWFD_WQX | 3/26/2014 3:27:41 PM
323274 | Assemblage | Assemblage Sample Collected | NARS_WQX | 11/4/2014 1:59:19 AM | EPA/620/R-01/003
322566 | Assemblage | Assemblage Sample Collected | NARSTEST | 9/22/2014 11:28:59 AM | EPA/620/R-01/003
293816 | AVAILABLE INSTREAM COVER HQI SCORE: | AVAILABLE INSTREAM COVER HQI SCORE: 4=ABUNDANT 3=C | TCEQMAIN | 10/26/2018 3:32:53 PM
293605 | AVERAGE WIDTH OF NATURAL RIPARIAN V | AVERAGE WIDTH OF NATURAL RIPARIAN VEGETATION (M) | TCEQMAIN | 10/26/2018 3:32:53 PM
145148 | AVFCB | Frac. bank plots. dominated by cobble | EMAP_GRE | 2/24/2010 10:45:28 AM
145149 | AVFCover | Mean density reading over reach | EMAP_GRE | 2/24/2010 10:45:28 AM
145150 | AVFDetritus | Fraction of reach with detritus | EMAP_GRE | 2/24/2010 10:45:28 AM
145151 | AVFemergent | Fraction of reach with emergent veg | EMAP_GRE | 2/24/2010 10:45:28 AM
145152 | AVFFN | Frac. bank plots. dominated by fines | EMAP_GRE | 2/24/2010 10:45:28 AM
145153 | AVFGC | Frac. bank plots. dominated by coarse gravel | EMAP_GRE | 2/24/2010 10:45:28 AM
145154 | AVFGF | Frac. bank plots. dominated by fine gravel | EMAP_GRE | 2/24/2010 10:45:28 AM
145155 | AVFHP | Frac. bank plots. dominated by hardpan | EMAP_GRE | 2/24/2010 10:45:28 AM
145156 | AVFNone | Fraction of reach with no veg. in plots | EMAP_GRE | 2/24/2010 10:45:28 AM
145157 | AVFnonRooted | Fraction of reach with nonrooted veg | EMAP_GRE | 2/24/2010 10:45:28 AM
145158 | AVFOT | Frac. bank plots. dominated by other | EMAP_GRE | 2/24/2010 10:45:28 AM
145159 | AVFOutside | Frac. reach w/veg only outside plots | EMAP_GRE | 2/24/2010 10:45:28 AM
145160 | AVFrooted | Fraction of reach with rooted veg | EMAP_GRE | 2/24/2010 10:45:28 AM
145161 | AVFSA | Frac. bank plots. dominated by sand | EMAP_GRE | 2/24/2010 10:45:28 AM
145162 | AVFSB | Frac. bank plots. dominated by small boulders | EMAP_GRE | 2/24/2010 10:45:28 AM
145163 | AVFWD | Frac. bank plots. dominated by woody debris | EMAP_GRE | 2/24/2010 10:45:28 AM
145164 | AVFXB | Frac. bank plots. dominated by large boulders | EMAP_GRE | 2/24/2010 10:45:28 AM
145165 | AVODepth | Depth code mode | EMAP_GRE | 2/24/2010 10:45:28 AM
145166 | AVOVel | Velocity code mode | EMAP_GRE | 2/24/2010 10:45:28 AM
145167 | AVXRichness | Mean richness of reach | EMAP_GRE | 2/24/2010 10:45:28 AM
293257 | B-IBI Score Total: | B-IBI Score Total: | TESTGCSWQX | 11/10/2011 12:45:11 PM
164355 | BACKWATR | Backwater (X for yes) | NARSTEST | 9/23/2010 4:14:23 PM | EPA/620/R-99/003; http://www.epa.gov/emap2/html/pubs/docs/groupdocs/surfwatr/field/phyhab.html
323481 | Baetidae Taxa Richness | Baetidae Taxa Richness | OREGONDEQ | 2/8/2019 11:49:34 AM |  | Number of unique Baetidae taxa
164381 | BALANCE | Ion Balance [C-A]/[C+A/2] (%) | NARSTEST | 2/23/2012 3:21:56 PM
293947 | BALANCE | Ion Balance [C-A]/[C+A/2] (%) | NARS_WQX | 3/29/2012 6:02:07 PM
293950 | BALANCE2 | Ion Balance using ANC (%) | NARS_WQX | 7/6/2012 5:43:16 PM
145137 | BALANCE2 | Ion Balance using ANC (%) | NARSTEST | 2/22/2012 4:18:19 PM
322536 | BANGMODE | Mode of bank slope category (Zar 1984) | NARS_WQX | 7/15/2014 9:44:31 PM | EPA/841/D-13/001
317271 | BANGMODE | Mode of bank slope category (Zar 1984) | NARSTEST | 11/25/2013 12:40:37 PM | EPA/841/D-13/001
294280 | Bank Stability - left bank | Bank Stability - left bank | 21FLCEN_WQX | 12/7/2017 9:52:27 AM
293527 | Bank Stability - left bank | Bank Stability - left bank | 21FLSWFD_WQX | 12/13/2016 4:45:28 PM
294291 | Bank Stability - left bank | Bank Stability - left bank | 21FLA_WQX | 12/6/2018 2:58:43 PM
294247 | Bank Stability - left bank | Bank Stability - left bank | 21FLGW_WQX | 12/18/2017 9:37:54 AM
294236 | Bank Stability - left bank | Bank Stability - left bank | 21FLFTM_WQX | 12/11/2017 3:11:36 PM
294225 | Bank Stability - left bank | Bank Stability - left bank | 21FLTPA_WQX | 12/11/2017 2:44:28 PM
293505 | Bank Stability - left bank | Bank Stability - left bank | 21FLWQA_WQX | 12/13/2017 2:50:52 PM
293516 | Bank Stability - left bank | Bank Stability - left bank | 21FLLEON_WQX | 12/20/2012 8:49:51 AM
293483 | Bank Stability - left bank | Bank Stability - left bank | 21FLSJWM_WQX | 12/20/2012 2:56:49 PM
293472 | Bank Stability - left bank | Bank Stability - left bank | 21FLPOLK_WQX | 12/20/2012 2:11:48 PM
293571 | Bank Stability - left bank | Bank Stability - left bank | 21FLWPB_WQX | 12/18/2017 9:04:06 AM
293450 | Bank Stability - left bank | Bank Stability - left bank | 21FLBFA_WQX | 12/19/2012 4:01:34 PM
294258 | Bank Stability - left bank | Bank Stability - left bank | 21FLWQSP_WQX | 12/11/2017 1:41:13 PM
293494 | Bank Stability - left bank | Bank Stability - left bank | 21FLSUW_WQX | 12/20/2012 3:20:40 PM
294269 | Bank Stability - left bank | Bank Stability - left bank | 21FLPNS_WQX | 12/11/2017 3:54:49 PM
293461 | Bank Stability - left bank | Bank Stability - left bank | 21FLNWFD_WQX | 3/26/2014 3:27:41 PM
293439 | Bank Stability - left bank | Bank Stability - left bank | 21FLBRA_WQX | 12/19/2012 4:25:34 PM
293528 | Bank Stability - right bank | Bank Stability - right bank | 21FLSWFD_WQX | 12/13/2016 4:45:28 PM
294226 | Bank Stability - right bank | Bank Stability - right bank | 21FLTPA_WQX | 12/11/2017 2:44:28 PM
294270 | Bank Stability - right bank | Bank Stability - right bank | 21FLPNS_WQX | 12/11/2017 3:54:50 PM
294281 | Bank Stability - right bank | Bank Stability - right bank | 21FLCEN_WQX | 12/7/2017 9:52:27 AM
294237 | Bank Stability - right bank | Bank Stability - right bank | 21FLFTM_WQX | 12/11/2017 3:11:36 PM
293440 | Bank Stability - right bank | Bank Stability - right bank | 21FLBRA_WQX | 12/19/2012 4:25:34 PM
293517 | Bank Stability - right bank | Bank Stability - right bank | 21FLLEON_WQX | 12/20/2012 8:49:51 AM
293462 | Bank Stability - right bank | Bank Stability - right bank | 21FLNWFD_WQX | 3/26/2014 3:27:41 PM
294292 | Bank Stability - right bank | Bank Stability - right bank | 21FLA_WQX | 12/6/2018 2:58:43 PM
293451 | Bank Stability - right bank | Bank Stability - right bank | 21FLBFA_WQX | 12/19/2012 4:01:34 PM
294248 | Bank Stability - right bank | Bank Stability - right bank | 21FLGW_WQX | 12/18/2017 9:37:54 AM
293572 | Bank Stability - right bank | Bank Stability - right bank | 21FLWPB_WQX | 12/18/2017 9:04:06 AM
294259 | Bank Stability - right bank | Bank Stability - right bank | 21FLWQSP_WQX | 12/11/2017 1:41:13 PM
293473 | Bank Stability - right bank | Bank Stability - right bank | 21FLPOLK_WQX | 12/20/2012 2:11:48 PM
293484 | Bank Stability - right bank | Bank Stability - right bank | 21FLSJWM_WQX | 12/20/2012 2:56:49 PM
293495 | Bank Stability - right bank | Bank Stability - right bank | 21FLSUW_WQX | 12/20/2012 3:20:40 PM
293506 | Bank Stability - right bank | Bank Stability - right bank | 21FLWQA_WQX | 12/13/2017 2:50:52 PM
293812 | BANK STABILITY HQI SCORE: 3=STABLE | BANK STABILITY HQI SCORE: 3=STABLE 2=MODERATELY ST | TCEQMAIN | 10/26/2018 3:32:52 PM
323620 | Bank/Channel Alteration | 2nd HA Bank/Channel Alteration | PICURIS_PUEBLO | 2/28/2019 5:20:20 PM |  |  | 10-0
293830 | BANKFULL | Bankfull width | NARS_WQX | 3/27/2012 12:57:41 PM | EPA/620/R-99/003; http://www.epa.gov/emap2/html/pubs/docs/groupdocs/surfwatr/field/phyhab.html
164369 | BANKFULL | Bankfull width | NARSTEST | 2/23/2012 6:40:49 PM | EPA/620/R-99/003; http://www.epa.gov/emap2/html/pubs/docs/groupdocs/surfwatr/field/phyhab.html
145430 | BANKFULL | Bankfull width (m) | EMAP_GRE | 3/5/2010 11:41:31 AM
164364 | BANKHT | bankfull height above water surface | NARSTEST | 9/23/2010 5:33:30 PM
164365 | BANKHT_F | Bank height flag | NARSTEST | 9/23/2010 5:33:30 PM
164362 | BANKWID | Bank meas. bankfull width | NARSTEST | 9/23/2010 5:33:30 PM
164363 | BANKWIDF | Bank width flag (2) | NARSTEST | 9/23/2010 5:33:30 PM
296199 | BAP | Biological Assessment Profile | 21NYDECA_WQX | 4/15/2014 1:05:26 PM |  |  | 0-10
323504 | BARE_SPACE | Bare space | 11NPSWRD_WQX | 10/15/2018 5:16:02 PM |  |  | 0 - 100
323525 | BARNACLES | Barnacles | 11NPSWRD_WQX | 10/15/2018 5:16:07 PM |  |  | 0 - 100
164350 | BARWID | Bar width | NARSTEST | 9/21/2011 5:33:27 PM
164349 | BARYES | Bar present (Y/N) | NARSTEST | 9/21/2011 5:33:27 PM | EPA/620/R-99/003; http://www.epa.gov/emap2/html/pubs/docs/groupdocs/surfwatr/field/phyhab.html
121416 | BaseFlowIn | Base flow index | EMAP_GRE | 4/5/2010 10:08:16 AM
293986 | BASINAREA_HA | Basin area (hectares) | NARS_WQX | 8/20/2013 4:49:01 PM | EPA 841-R-09-001a; http://water.epa.gov/type/lakes/upload/nla_technical_appendix.pdf
13253 | BASINAREA_HA | Basin area (hectares) | NARSTEST | 3/14/2012 11:39:53 AM | EPA 841-R-09-001a; http://water.epa.gov/type/lakes/upload/nla_technical_appendix.pdf
13252 | BASINAREA_KM2 | Basin area from basin metric file | NARSTEST | 3/14/2012 11:39:52 AM | EPA 841-R-09-001a; http://water.epa.gov/type/lakes/upload/nla_technical_appendix.pdf
293985 | BASINAREA_KM2 | Basin area from basin metric file | NARS_WQX | 8/20/2013 4:49:01 PM | EPA 841-R-09-001a; http://water.epa.gov/type/lakes/upload/nla_technical_appendix.pdf
293987 | BASINAREA_LU_KM2 | Basin area from landuse file | NARS_WQX | 8/20/2013 4:49:01 PM | EPA 841-R-09-001a; http://water.epa.gov/type/lakes/upload/nla_technical_appendix.pdf
13254 | BASINAREA_LU_KM2 | Basin area from landuse file | NARSTEST | 3/14/2012 11:39:53 AM | EPA 841-R-09-001a; http://water.epa.gov/type/lakes/upload/nla_technical_appendix.pdf
145927 | BEAVER_ACT | Beaver activity (1-5) | EMAP_GRE | 3/15/2010 5:10:03 PM
323247 | BECKBI | Beck's Index | FORTPECK | 9/13/2018 12:20:16 PM |  | 100* metric/14
293700 | BEDROCK | % Bedrock | SBMWA | 2/14/2012 5:13:19 PM
293825 | BENTHIC GATHERERS, PERCENT OF INDIV | BENTHIC GATHERERS, PERCENT OF INDIVIDUALS | TCEQMAIN | 10/26/2018 3:32:53 PM
293824 | BENTHIC PREDATORS, PERCENT OF INDIV | BENTHIC PREDATORS, PERCENT OF INDIVIDUALS | TCEQMAIN | 10/26/2018 3:32:53 PM
323255 | BenthicInfauna | Benthic Infauna Present | NARS_WQX | 11/3/2014 10:51:30 PM | EPA/620/R-01/003
322561 | BenthicInfauna | Benthic Infauna Present | NARSTEST | 9/25/2014 1:29:02 PM | EPA/620/R-01/003
322441 | benthic_habitate_code | Benthic Habitat | EPA_OCMA_R4 | 2/12/2014 3:42:00 PM | EPA Contract No. 68-C8-0105
322385 | benthic_habitate_code | Benthic Habitat | BETA_OCMA | 1/28/2014 12:47:15 PM | EPA Contract No. 68-C8-0105
322542 | benthic_habitat_code | Benthic Habitat | EPA_OCMA_R4 | 5/30/2014 12:10:55 PM | EPA Contract No. 68-C8-0105
322795 | BENTINVNTAX | Number of benthic invertivore taxa | NARS_WQX | 7/16/2014 6:10:52 AM | EPA/841/D-13/001
295878 | BENTINVNTAX | Number of benthic invertivore taxa | NARSTEST | 10/27/2014 1:03:23 PM | EPA/841/D-13/001
295887 | BENTINVPIND | % benthic invertivore individuals | NARSTEST | 10/27/2014 1:03:23 PM | EPA/841/D-13/001
322804 | BENTINVPIND | % benthic invertivore individuals | NARS_WQX | 7/16/2014 6:10:52 AM | EPA/841/D-13/001
295862 | BENTINVPTAX | % benthic invertivore taxa | NARSTEST | 10/27/2014 1:03:23 PM | EPA/841/D-13/001
322779 | BENTINVPTAX | % benthic invertivore taxa | NARS_WQX | 7/16/2014 6:10:52 AM | EPA/841/D-13/001
322508 | BFWD_RAT | Bankfull Width/Depth Ratio | NARS_WQX | 7/15/2014 9:42:33 PM | EPA/841/D-13/001
317240 | BFWD_RAT | Bankfull Width/Depth Ratio | NARSTEST | 11/25/2013 12:39:36 PM | EPA/841/D-13/001
164433 | BI | Biotic Index | EPA_R7_WQX | 12/31/2010 4:27:13 PM |  | MeasuredValue*5/Max | 0-5
322565 | Bioaccumulation | Bioaccumulation Sample Collected | NARSTEST | 9/22/2014 11:28:59 AM | EPA/620/R-01/003
323273 | Bioaccumulation | Bioaccumulation Sample Collected | NARS_WQX | 11/4/2014 1:59:19 AM | EPA/620/R-01/003
322391 | biological_indicators | Biological Indicators | BETA_OCMA | 1/27/2014 6:50:25 PM | SESD Project #12-0029
322551 | Biomass | Biomass | BMIC_WQX | 1/30/2015 9:59:00 AM
323449 | BioticIndex | Biotic Index | PICURIS_PUEBLO | 10/17/2018 7:20:48 AM | Hilsenhoff 1982 | AvD/(TxAvD)
97660 | BIOTIC_INTEGRITY | Ecological integrity (Excellent - - Poor) | NARSTEST | 2/22/2012 5:29:06 PM | EPA 841-R-09-001a; http://water.epa.gov/type/lakes/upload/nla_technical_appendix.pdf
294102 | BIOTIC_INTEGRITY | Ecological integrity (Excellent - - Poor) | NARS_WQX | 7/6/2012 6:16:30 PM | EPA 841-R-09-001a; http://water.epa.gov/type/lakes/upload/nla_technical_appendix.pdf
293899 | BLDG | presence of buildings (O,P,C,B) | NARS_WQX | 3/28/2012 1:00:09 AM | EPA/620/R-99/003; http://www.epa.gov/emap2/html/pubs/docs/groupdocs/surfwatr/field/phyhab.html
293393 | BLDG | presence of buildings (O,P,C,B) | NARSTEST | 2/23/2012 6:42:01 PM | EPA/620/R-99/003; http://www.epa.gov/emap2/html/pubs/docs/groupdocs/surfwatr/field/phyhab.html
145431 | BMFlowAngle | Frac. reach with low bank angles | EMAP_GRE | 3/5/2010 11:39:50 AM
145432 | BMFmedAngle | Frac. reach with medium bank angles | EMAP_GRE | 3/5/2010 11:39:50 AM
145433 | BMFoverhang | Frac. reach with overhanging bank | EMAP_GRE | 3/5/2010 11:39:50 AM
145434 | BMFstpAngle | Frac. reach with steep bank angles | EMAP_GRE | 3/5/2010 11:39:50 AM
145435 | BMFvstAngle | Frac. reach with v. steep bank angles | EMAP_GRE | 3/5/2010 11:39:50 AM
145436 | BMXbfHeight | Mean bankfull height | EMAP_GRE | 3/5/2010 11:38:21 AM
145437 | BMXbfRatio | Mean bankfull width/depth ratio | EMAP_GRE | 3/5/2010 11:41:31 AM
145438 | BMXbfWidth | Mean bankfull width | EMAP_GRE | 3/5/2010 11:41:31 AM
145439 | BMXwetWidth | Mean wetted width | EMAP_GRE | 3/5/2010 11:41:31 AM
145440 | BMXwidRatio | Mean bankfull/wetted width ratio | EMAP_GRE | 3/5/2010 11:41:31 AM
323534 | BOA_KELP | Boa kelp | 11NPSWRD_WQX | 10/15/2018 5:16:10 PM |  |  | 0 - 100
293695 | BODULER | % Boulder | SBMWA | 2/14/2012 5:13:17 PM
293662 | BODULER | % Boulder | MRWA | 2/8/2012 10:47:06 AM
322681 | BodyLocation | Location on fish where pathology observed | NARSTEST | 10/22/2014 12:59:17 PM | EPA/620/R-01/003
323259 | BodyLocation | Location on fish where pathology observed | NARS_WQX | 11/3/2014 11:30:24 PM | EPA/620/R-01/003
293815 | BOTTOM SUBSTRATE STABILITY HQI SCOR | BOTTOM SUBSTRATE STABILITY HQI SCORE: 4=STABLE 3=M | TCEQMAIN | 10/26/2018 3:32:53 PM
293845 | BOULDR | Cover class for in-chan. Boulders | NARS_WQX | 3/27/2012 4:49:24 PM | EPA/620/R-99/003; http://www.epa.gov/emap2/html/pubs/docs/groupdocs/surfwatr/field/phyhab.html |  | 0-4
293808 | BOULDR | Cover class for in-chan. Boulders | NARSTEST | 2/24/2012 2:24:13 AM | EPA/620/R-99/003; http://www.epa.gov/emap2/html/pubs/docs/groupdocs/surfwatr/field/phyhab.html |  | 0-4
293804 | BRUSH | Cover class for woody debris <0.3 m | NARSTEST | 2/24/2012 2:24:12 AM | EPA/620/R-99/003; http://www.epa.gov/emap2/html/pubs/docs/groupdocs/surfwatr/field/phyhab.html |  | 0-4
293841 | BRUSH | Cover class for woody debris <0.3 m | NARS_WQX | 3/27/2012 4:49:23 PM | EPA/620/R-99/003; http://www.epa.gov/emap2/html/pubs/docs/groupdocs/surfwatr/field/phyhab.html |  | 0-4
293402 | BTRE | dens. of big (<0.3m DBH) trees in canopy | NARSTEST | 2/23/2012 6:42:02 PM | EPA/620/R-99/003; http://www.epa.gov/emap2/html/pubs/docs/groupdocs/surfwatr/field/phyhab.html
293908 | BTRE | dens. of big (<0.3m DBH) trees in canopy | NARS_WQX | 3/28/2012 1:00:10 AM | EPA/620/R-99/003; http://www.epa.gov/emap2/html/pubs/docs/groupdocs/surfwatr/field/phyhab.html
13308 | BUFFERAREA_HA | Lake buffer area (hectares) | NARSTEST | 3/13/2012 6:47:29 PM | EPA 841-R-09-001a; http://water.epa.gov/type/lakes/upload/nla_technical_appendix.pdf
294111 | BUFFERAREA_HA | Lake buffer area (hectares) | NARS_WQX | 8/28/2013 2:44:31 PM | EPA 841-R-09-001a; http://water.epa.gov/type/lakes/upload/nla_technical_appendix.pdf
294110 | BUFFERAREA_KM2 | Lake buffer area (km2) (=LANDUSE_KM2_BUFR) | NARS_WQX | 8/28/2013 2:44:31 PM | EPA 841-R-09-001a; http://water.epa.gov/type/lakes/upload/nla_technical_appendix.pdf
13307 | BUFFERAREA_KM2 | Lake buffer area (km2) (=LANDUSE_KM2_BUFR) | NARSTEST | 3/13/2012 6:47:29 PM | EPA 841-R-09-001a; http://water.epa.gov/type/lakes/upload/nla_technical_appendix.pdf
231 | BUGHA | Macroinvertebrate Assessment | MDEQ_WQ_WQX | 4/1/2015 11:37:29 AM
296113 | BURRNTAX | No. of Burrowers taxa | NARSTEST | 10/27/2014 6:35:11 PM | EPA/841/D-13/001
323044 | BURRNTAX | No. of Burrowers taxa | NARS_WQX | 7/16/2014 10:22:53 AM | EPA/841/D-13/001
296054 | BURRPIND | % Burrowers individuals | NARSTEST | 10/27/2014 6:35:11 PM | EPA/841/D-13/001
121206 | BURRPIND | Burrower % Individuals | EMAP_GRE | 1/15/2010 10:24:23 AM |  | Burrower % Individuals
322985 | BURRPIND | % Burrowers individuals | NARS_WQX | 7/16/2014 10:22:52 AM | EPA/841/D-13/001
323067 | BURRPTAX | % Burrowers taxa | NARS_WQX | 7/16/2014 10:22:53 AM | EPA/841/D-13/001
121205 | BURRPTAX | Burrower % Distinct Taxa | EMAP_GRE | 1/15/2010 10:24:23 AM |  | Burrower % Distinct Taxa
296136 | BURRPTAX | % Burrowers taxa | NARSTEST | 10/27/2014 6:35:11 PM | EPA/841/D-13/001
121204 | BURRRICH | Burrower Distinct Taxa Richness | EMAP_GRE | 1/15/2010 10:24:23 AM |  | Burrower Distinct Taxa Richness
323373 | Caddisfly Larva | Caddisfly Larva | WQXTEST | 5/12/2016 6:29:25 AM |  | A= 1-9, B=10-99, C=>100 | A, B, C
317432 | Calanoida:(Cyclopoida+Cladocera) | Calanoida:(Cyclopoida+Cladocera) | WQXWEBTRAINING6 | 11/27/2013 8:26:10 AM
317446 | Calanoida:(Cyclopoida+Cladocera) | Calanoida:(Cyclopoida+Cladocera) | BMIC_WQX | 1/26/2015 2:07:30 PM
322400 | camera_penetration_max | Camera Penetration (cm) | BETA_OCMA | 1/28/2014 12:47:16 PM | EPA Contract No. 68-C8-0105
322455 | camera_penetration_max | Camera Penetration (cm) | EPA_OCMA_R4 | 5/30/2014 12:10:56 PM | EPA Contract No. 68-C8-0105
322386 | camera_penetration_mean | Camera Penetration (cm) | BETA_OCMA | 1/28/2014 12:47:15 PM | EPA Contract No. 68-C8-0105
322442 | camera_penetration_mean | Camera Penetration (cm) | EPA_OCMA_R4 | 5/30/2014 12:10:55 PM | EPA Contract No. 68-C8-0105
322397 | camera_penetration_min | Camera Penetration (cm) | BETA_OCMA | 1/28/2014 12:47:16 PM | EPA Contract No. 68-C8-0105
322452 | camera_penetration_min | Camera Penetration (cm) | EPA_OCMA_R4 | 5/30/2014 12:10:56 PM | EPA Contract No. 68-C8-0105
322388 | camera_penetration_range | Camera Penetration (cm) | BETA_OCMA | 1/28/2014 12:47:15 PM | EPA Contract No. 68-C8-0105
322444 | camera_penetration_range | Camera Penetration (cm) | EPA_OCMA_R4 | 5/30/2014 12:10:55 PM | EPA Contract No. 68-C8-0105
293387 | CANV | Type of canopy veg | NARSTEST | 2/23/2012 6:42:01 PM | EPA/620/R-99/003; http://www.epa.gov/emap2/html/pubs/docs/groupdocs/surfwatr/field/phyhab.html
293893 | CANV | Type of canopy veg | NARS_WQX | 3/28/2012 1:00:08 AM | EPA/620/R-99/003; http://www.epa.gov/emap2/html/pubs/docs/groupdocs/surfwatr/field/phyhab.html
322802 | CARNNTAX | Number of carnivore taxa | NARS_WQX | 7/16/2014 6:10:52 AM | EPA/841/D-13/001
295885 | CARNNTAX | Number of carnivore taxa | NARSTEST | 10/27/2014 1:03:23 PM | EPA/841/D-13/001
322745 | CARNPIND | % carnivore individuals | NARS_WQX | 7/16/2014 6:10:52 AM | EPA/841/D-13/001
295828 | CARNPIND | % carnivore individuals | NARSTEST | 10/27/2014 1:03:23 PM | EPA/841/D-13/001
322805 | CARNPTAX | % carnivore taxa | NARS_WQX | 7/16/2014 6:10:52 AM | EPA/841/D-13/001
295888 | CARNPTAX | % carnivore taxa | NARSTEST | 10/27/2014 1:03:23 PM | EPA/841/D-13/001
121345 | CARN_NIND_ALL | Number of Individual Carnivores - All Transects | EMAP_GRE | 2/5/2010 11:07:47 AM
121344 | CARN_RICH_ALL | Number of Carnivore Species - All Transects | EMAP_GRE | 2/5/2010 11:07:47 AM
322828 | CATONTAX | No. Catostomid taxa | NARS_WQX | 7/16/2014 6:10:55 AM | EPA/841/D-13/001
295911 | CATONTAX | No. Catostomid taxa | NARSTEST | 10/27/2014 1:03:29 PM | EPA/841/D-13/001
295913 | CATOPIND | % Catostomid individuals | NARSTEST | 10/27/2014 1:03:29 PM | EPA/841/D-13/001
322830 | CATOPIND | % Catostomid individuals | NARS_WQX | 7/16/2014 6:10:55 AM | EPA/841/D-13/001
322825 | CATOPTAX | % Catostomid taxa | NARS_WQX | 7/16/2014 6:10:55 AM | EPA/841/D-13/001
295908 | CATOPTAX | % Catostomid taxa | NARSTEST | 10/27/2014 1:03:29 PM | EPA/841/D-13/001
145133 | CATSUM | Sum of Cations (ueq/L) | NARSTEST | 11/16/2011 11:24:20 AM
316651 | CCE_DL_ALERT | Reported CCE value is below the MDL (Y/blank) | NARSTEST | 11/6/2013 6:12:13 PM | EPA/841/D-13/001
322962 | CCE_DL_ALERT | Reported CCE value is below the MDL (Y/blank) | NARS_WQX | 7/16/2014 8:46:51 AM | EPA/841/D-13/001
322969 | CCE_ND | None Detected reported by laboratory for CCE (Y/bl | NARS_WQX | 7/16/2014 8:46:52 AM | EPA/841/D-13/001
316658 | CCE_ND | None Detected reported by laboratory for CCE (Y/bl | NARSTEST | 11/6/2013 6:12:15 PM | EPA/841/D-13/001
322957 | CCE_RL_ALERT | Reported CCE value is below reporting limit (Y/bla | NARS_WQX | 7/16/2014 8:46:51 AM | EPA/841/D-13/001
316646 | CCE_RL_ALERT | Reported CCE value is below reporting limit (Y/bla | NARSTEST | 11/6/2013 6:12:13 PM | EPA/841/D-13/001
121417 | CDBsFlIn | CD_base flow index | EMAP_GRE | 4/5/2010 10:08:16 AM
121418 | CDCtRevers | CD_number of reversals | EMAP_GRE | 4/5/2010 10:08:16 AM
121419 | CDFR | CD_fall rate | EMAP_GRE | 4/5/2010 10:08:16 AM
121420 | CDHGCtPul | CD_high pulse count | EMAP_GRE | 4/5/2010 10:08:16 AM
121421 | CDHGDur | CD_high flow duration | EMAP_GRE | 4/5/2010 10:08:16 AM
121422 | CDHGDurPul | CD_high pulse duration | EMAP_GRE | 4/5/2010 10:08:16 AM
121423 | CDHGFR | CD_high flow fall rate | EMAP_GRE | 4/5/2010 10:08:16 AM
121424 | CDHGFreq | CD_high flow freq | EMAP_GRE | 4/5/2010 10:08:16 AM
121425 | CDHGPeak | CD_high flow peak | EMAP_GRE | 4/5/2010 10:08:16 AM
121426 | CDHGRR | CD_high flow rise rate | EMAP_GRE | 4/5/2010 10:08:17 AM
121427 | CDHGTim | CD_extreme low timing | EMAP_GRE | 4/5/2010 10:08:17 AM
121428 | CDJCmax | CD_JD_max | EMAP_GRE | 4/5/2010 10:08:17 AM
121429 | CDJDmin | CD_JD_min | EMAP_GRE | 4/5/2010 10:08:17 AM
121430 | CDLWCtPul | CD_low pulse count | EMAP_GRE | 4/5/2010 10:08:17 AM
121431 | CDLWDurPul | CD_low pulse duration | EMAP_GRE | 4/5/2010 10:08:17 AM
121432 | CDRR | CD_rise rate | EMAP_GRE | 4/5/2010 10:08:17 AM
121433 | CDXLwDur | CD_extreme low duration | EMAP_GRE | 4/5/2010 10:08:17 AM
121434 | CDXLwFreq | CD_extreme low freq | EMAP_GRE | 4/5/2010 10:08:17 AM
121435 | CDXLwPeak | CD_extreme low peak | EMAP_GRE | 4/5/2010 10:08:17 AM
121436 | CDXLwTim | CD_high flow timing | EMAP_GRE | 4/5/2010 10:08:17 AM
295875 | CENTNTAX | Number of Centrarchidae taxa (minus Micropterus) | NARSTEST | 10/27/2014 1:03:23 PM | EPA/841/D-13/001
322792 | CENTNTAX | Number of Centrarchidae taxa (minus Micropterus) | NARS_WQX | 7/16/2014 6:10:52 AM | EPA/841/D-13/001
295816 | CENTPIND | % Centrarchidae individuals (minus Micropterus) | NARSTEST | 10/27/2014 1:03:23 PM | EPA/841/D-13/001
322733 | CENTPIND | % Centrarchidae individuals (minus Micropterus) | NARS_WQX | 7/16/2014 6:10:51 AM | EPA/841/D-13/001
322742 | CENTPTAX | % Centrarchidae taxa (minus Micropterus) | NARS_WQX | 7/16/2014 6:10:51 AM | EPA/841/D-13/001
295825 | CENTPTAX | % Centrarchidae taxa (minus Micropterus) | NARSTEST | 10/27/2014 1:03:23 PM | EPA/841/D-13/001
323301 | CFLYRICHN | Caddisfly Richness | EPA_REGION_2 | 12/11/2014 2:15:33 PM
323277 | CFLYRICHN | Caddisfly Richness | WQXTEST | 12/4/2014 1:43:56 PM
293813 | CHANNEL FLOW STATUS HQI SCORE: 3=HI | CHANNEL FLOW STATUS HQI SCORE: 3=HIGH 2=MODERATE 1 | TCEQMAIN | 10/26/2018 3:32:53 PM
293811 | CHANNEL SINUOSITY HQI SCORE: 3=HIGH | CHANNEL SINUOSITY HQI SCORE: 3=HIGH 2=MODERATE 1=L | TCEQMAIN | 10/26/2018 3:32:52 PM
145473 | channel_complexity_score | channel_complexity_score | EMAP_GRE | 4/1/2010 9:29:33 AM
164352 | CHANUNIT | Channel unit code | NARSTEST | 9/23/2010 4:14:23 PM | EPA/620/R-99/003; http://www.epa.gov/emap2/html/pubs/docs/groupdocs/surfwatr/field/phyhab.html
293759 | CHAN_CON | Channel Constraint (eg: CB/CH/CT etc.) | NARSTEST | 2/23/2012 6:41:15 PM | EPA/620/R-99/003; http://www.epa.gov/emap2/html/pubs/docs/groupdocs/surfwatr/field/phyhab.html
293836 | CHAN_CON | Channel Constraint (eg: CB/CH/CT etc.) | NARS_WQX | 3/27/2012 12:58:32 PM | EPA/620/R-99/003; http://www.epa.gov/emap2/html/pubs/docs/groupdocs/surfwatr/field/phyhab.html
164347 | CHI % | PERCENT CHIRONOMIDAE INDIVIDUALS | WIDNR_WQX | 2/1/2019 5:32:59 AM | 26301684
323002 | CHIRDOM1PIND | % individuals in most abundant Chironomidae taxon | NARS_WQX | 7/16/2014 10:22:52 AM | EPA/841/D-13/001
296071 | CHIRDOM1PIND | % individuals in most abundant Chironomidae taxon | NARSTEST | 10/27/2014 6:35:11 PM | EPA/841/D-13/001
296087 | CHIRDOM3PIND | % individuals in most abundant 3 Chironomidae taxa | NARSTEST | 10/27/2014 6:35:11 PM | EPA/841/D-13/001
323018 | CHIRDOM3PIND | % individuals in most abundant 3 Chironomidae taxa | NARS_WQX | 7/16/2014 10:22:52 AM | EPA/841/D-13/001
323066 | CHIRDOM5PIND | % individuals in most abundant 5 Chironomidae taxa | NARS_WQX | 7/16/2014 10:22:53 AM | EPA/841/D-13/001
296135 | CHIRDOM5PIND | % individuals in most abundant 5 Chironomidae taxa | NARSTEST | 10/27/2014 6:35:11 PM | EPA/841/D-13/001
296102 | CHIRNTAX | No. of Chironomidae taxa | NARSTEST | 10/27/2014 6:35:11 PM | EPA/841/D-13/001
323033 | CHIRNTAX | No. of Chironomidae taxa | NARS_WQX | 7/16/2014 10:22:52 AM | EPA/841/D-13/001
323458 | Chironomidae Taxa Richness | Chironomidae Taxa Richness | OREGONDEQ | 2/8/2019 11:49:34 AM |  | Number of unique Chironomidae taxa
323437 | CHIRONOMIDAE%Comp | % COMPOSITION OF CHIRONOMIDAE | PICURIS_PUEBLO | 10/17/2018 7:20:48 AM
293821 | CHIRONOMIDAE, PERCENT OF INDIVIDUAL | CHIRONOMIDAE, PERCENT OF INDIVIDUALS | TCEQMAIN | 10/26/2018 3:32:53 PM
121182 | CHIRPIND | Chironomid % Individuals | EMAP_GRE | 1/13/2010 3:14:13 PM |  | Chironomid % Individuals
296137 | CHIRPIND | % Chironomidae individuals | NARSTEST | 10/27/2014 6:35:11 PM | EPA/841/D-13/001
323068 | CHIRPIND | % Chironomidae individuals | NARS_WQX | 7/16/2014 10:22:53 AM | EPA/841/D-13/001
296080 | CHIRPTAX | % Chironomidae taxa | NARSTEST | 10/27/2014 6:35:11 PM | EPA/841/D-13/001
323011 | CHIRPTAX | % Chironomidae taxa | NARS_WQX | 7/16/2014 10:22:52 AM | EPA/841/D-13/001
121183 | CHIRRICH | Chironomid Distinct Taxa Richness | EMAP_GRE | 1/13/2010 3:14:13 PM |  | Chironomid Distinct Taxa Richness
97669 | CHIRRICH | CHIRRICH | NARSTEST | 1/4/2010 4:33:57 PM
323552 | CHITONS | Chitons | 11NPSWRD_WQX | 10/15/2018 5:16:25 PM |  |  | 0 - 100
293711 | CHN_ALT | Channel Alteration | SBMWA | 2/14/2012 5:14:59 PM
293675 | CHN_ALT | Channel Alteration | GSWA | 2/8/2012 10:51:47 AM
293625 | CHN_ALT | Channel Alteration | SBWA | 2/7/2012 1:09:51 PM
293638 | CHN_ALT | Channel Alteration | URWA | 2/7/2012 1:10:15 PM
293639 | CHN_FLW_STAT | Channel Flow Status | URWA | 2/7/2012 1:10:15 PM
293676 | CHN_FLW_STAT | Channel Flow Status | GSWA | 2/8/2012 10:51:47 AM
293703 | CHN_FLW_STAT | Channel Flow Status | SBMWA | 2/14/2012 5:13:19 PM
323558 | CHONDRACANTHUS_CANAL | Chondracanthus canaliculatus | 11NPSWRD_WQX | 10/15/2018 5:16:25 PM |  |  | 0 - 100
323538 | CHTHAMALUS/BALANUS | Chthamalus/Balanus | 11NPSWRD_WQX | 10/15/2018 5:16:20 PM |  |  | 0 - 100
323567 | CH_DA/CH_FI/BA_GL | Chthamalus/Chthamalus/Balanus | 11NPSWRD_WQX | 10/15/2018 5:16:25 PM |  |  | 0 - 100
323586 | CH_SP/BA_GL/ON/MY_CA | Chthamalus/Balanus on Mytilus | 11NPSWRD_WQX | 10/15/2018 5:16:40 PM |  |  | 0 - 100
323577 | CH_SP/BA_GL/ON/TE_RU | Chthamalus/Balanus on Tetracli | 11NPSWRD_WQX | 10/15/2018 5:16:38 PM |  |  | 0 - 100
323551 | CLADOPHORA_COLUMBIAN | Cladophora columbiana | 11NPSWRD_WQX | 10/15/2018 5:16:25 PM |  |  | 0 - 100
14 | Clinger Taxa Richness | Clinger Taxa Richness | USEPA | 7/18/2008 11:58:11 AM
323248 | CLLCTPCT | % Collector | FORTPECK | 9/13/2018 12:20:16 PM |  | 100* (94- metric)/89
296092 | CLMBNTAX | No. of Climbers taxa | NARSTEST | 10/27/2014 6:35:11 PM | EPA/841/D-13/001
323023 | CLMBNTAX | No. of Climbers taxa | NARS_WQX | 7/16/2014 10:22:52 AM | EPA/841/D-13/001
121209 | CLMBPIND | Climber % Individuals | EMAP_GRE | 1/15/2010 10:24:23 AM |  | Climber % Individuals
322988 | CLMBPIND | % Climbers individuals | NARS_WQX | 7/16/2014 10:22:52 AM | EPA/841/D-13/001
296057 | CLMBPIND | % Climbers individuals | NARSTEST | 10/27/2014 6:35:11 PM | EPA/841/D-13/001
121208 | CLMBPTAX | Climber % Distinct Taxa | EMAP_GRE | 1/15/2010 10:24:23 AM |  | Climber % Distinct Taxa
323055 | CLMBPTAX | % Climbers taxa | NARS_WQX | 7/16/2014 10:22:53 AM | EPA/841/D-13/001
296124 | CLMBPTAX | % Climbers taxa | NARSTEST | 10/27/2014 6:35:11 PM | EPA/841/D-13/001
121207 | CLMBRICH | Climber Distinct Taxa Richness | EMAP_GRE | 1/15/2010 10:24:23 AM |  | Climber Distinct Taxa Richness
296058 | CLNGNTAX | No. of Clingers taxa | NARSTEST | 10/27/2014 6:35:11 PM | EPA/841/D-13/001
322989 | CLNGNTAX | No. of Clingers taxa | NARS_WQX | 7/16/2014 10:22:52 AM | EPA/841/D-13/001
121211 | CLNGPIND | Clinger % Individuals | EMAP_GRE | 1/15/2010 10:24:23 AM |  | Clinger % Individuals
322987 | CLNGPIND | % Clingers individuals | NARS_WQX | 7/16/2014 10:22:52 AM | EPA/841/D-13/001
296056 | CLNGPIND | % Clingers individuals | NARSTEST | 10/27/2014 6:35:11 PM | EPA/841/D-13/001
323035 | CLNGPTAX | % Clingers taxa | NARS_WQX | 7/16/2014 10:22:52 AM | EPA/841/D-13/001
296104 | CLNGPTAX | % Clingers taxa | NARSTEST | 10/27/2014 6:35:11 PM | EPA/841/D-13/001
121210 | CLNGRICH | Clinger Distinct Taxa Richness | EMAP_GRE | 1/15/2010 10:24:23 AM |  | Clinger Distinct Taxa Richness
323249 | CLNGRTAX | Clinger Taxa | FORTPECK | 9/13/2018 12:20:16 PM |  | 100* metric/14
164376 | CO3 | Calculated Carbonate (ueq/L) | NARSTEST | 11/1/2011 11:48:21 AM
293701 | COBBLE | % Cobble | SBMWA | 2/14/2012 5:13:19 PM
293663 | COBBLE | % Cobble | MRWA | 2/8/2012 10:47:06 AM
323072 | COFINTAX | No. of Collecter-filterer taxa | NARS_WQX | 7/16/2014 10:22:53 AM | EPA/841/D-13/001
296141 | COFINTAX | No. of Collecter-filterer taxa | NARSTEST | 10/27/2014 6:35:11 PM | EPA/841/D-13/001
323013 | COFIPIND | % Collecter-filterer individuals | NARS_WQX | 7/16/2014 10:22:52 AM | EPA/841/D-13/001
121197 | COFIPIND | Collector-Filterer % Individuals | EMAP_GRE | 1/15/2010 10:24:23 AM |  | Collector-Filterer % Individuals
296082 | COFIPIND | % Collecter-filterer individuals | NARSTEST | 10/27/2014 6:35:11 PM | EPA/841/D-13/001
121196 | COFIPTAX | Collector-Filterer % Distinct Taxa | EMAP_GRE | 1/15/2010 10:24:23 AM |  | Collector-Filterer % Distinct Taxa
323016 | COFIPTAX | % Collecter-filterer taxa | NARS_WQX | 7/16/2014 10:22:52 AM | EPA/841/D-13/001
296085 | COFIPTAX | % Collecter-filterer taxa | NARSTEST | 10/27/2014 6:35:11 PM | EPA/841/D-13/001
121195 | COFIRICH | Collector-Filterer Distinct Taxa Richness | EMAP_GRE | 1/15/2010 10:24:23 AM
323027 | COFITRICNTAX | No. of Collector-filterer Trichoptera taxa | NARS_WQX | 7/16/2014 10:22:52 AM | EPA/841/D-13/001
296096 | COFITRICNTAX | No. of Collector-filterer Trichoptera taxa | NARSTEST | 10/27/2014 6:35:11 PM | EPA/841/D-13/001
121200 | COFITRICPIND | Collector-filterer Trichoptera % Individuals | EMAP_GRE | 1/15/2010 10:24:23 AM
296090 | COFITRICPIND | % Collector-filterer Trichoptera individuals | NARSTEST | 10/27/2014 6:35:11 PM | EPA/841/D-13/001
323021 | COFITRICPIND | % Collector-filterer Trichoptera individuals | NARS_WQX | 7/16/2014 10:22:52 AM | EPA/841/D-13/001
296117 | COFITRICPTAX | % Collector-filterer Trichoptera taxa | NARSTEST | 10/27/2014 6:35:11 PM | EPA/841/D-13/001
121199 | COFITRICPTAX | Collector-filterer Trichoptera % Distinct Taxa | EMAP_GRE | 1/15/2010 10:24:23 AM
323048 | COFITRICPTAX | % Collector-filterer Trichoptera taxa | NARS_WQX | 7/16/2014 10:22:53 AM | EPA/841/D-13/001
121198 | COFITRICRICH | Collector-filterer Trichoptera Dstnct Taxa Rchnss | EMAP_GRE | 1/15/2010 10:24:23 AM
323058 | COGANTAX | No. of Collecter-gatherer taxa | NARS_WQX | 7/16/2014 10:22:53 AM | EPA/841/D-13/001
296127 | COGANTAX | No. of Collecter-gatherer taxa | NARSTEST | 10/27/2014 6:35:11 PM | EPA/841/D-13/001
296049 | COGAPIND | % Collecter-gatherer individuals | NARSTEST | 10/27/2014 6:35:11 PM | EPA/841/D-13/001
121203 | COGAPIND | Collector-Gatherer % Individuals | EMAP_GRE | 1/15/2010 10:24:23 AM
322980 | COGAPIND | % Collecter-gatherer individuals | NARS_WQX | 7/16/2014 10:22:52 AM | EPA/841/D-13/001
296041 | COGAPTAX | % Collecter-gatherer taxa | NARSTEST | 10/27/2014 6:35:11 PM | EPA/841/D-13/001
121202 | COGAPTAX | Collector-Gatherer % Distinct Taxa | EMAP_GRE | 1/15/2010 10:24:23 AM
322972 | COGAPTAX | % Collecter-gatherer taxa | NARS_WQX | 7/16/2014 10:22:52 AM | EPA/841/D-13/001
121201 | COGARICH | Collector-Gatherer Distinct Taxa Richness | EMAP_GRE | 1/15/2010 10:24:23 AM
322938 | COLDNTAX | No. coldwater taxa | NARS_WQX | 7/16/2014 6:16:57 AM | EPA/841/D-13/001
296021 | COLDNTAX | No. coldwater taxa | NARSTEST | 10/27/2014 1:15:42 PM | EPA/841/D-13/001
296018 | COLDPIND | % coldwater individuals | NARSTEST | 10/27/2014 1:15:42 PM | EPA/841/D-13/001
322935 | COLDPIND | % coldwater individuals | NARS_WQX | 7/16/2014 6:16:57 AM | EPA/841/D-13/001
322936 | COLDPTAX | % coldwater taxa | NARS_WQX | 7/16/2014 6:16:57 AM | EPA/841/D-13/001
296019 | COLDPTAX | % coldwater taxa | NARSTEST | 10/27/2014 1:15:42 PM | EPA/841/D-13/001
293242 | Coleoptera Richness: | Coleoptera Richness: | TESTGCSWQX | 11/10/2011 12:45:11 PM
293250 | Coleoptera Richness: Score | Coleoptera Richness: Score | TESTGCSWQX | 11/10/2011 12:45:11 PM
323486 | Coleoptera Taxa Richness | Coleoptera Taxa Richness | OREGONDEQ | 2/8/2019 11:49:34 AM |  | Number of Unique Coleoptera taxa
323439 | COLEOPTERA%Comp | % COMPOSITION OF COLEOPTERA | PICURIS_PUEBLO | 10/17/2018 7:20:48 AM
323491 | Collector Filterer Richness | Collector Filterer Richness | OREGONDEQ | 2/8/2019 11:49:34 AM |  | Number of unique Collector Filterer FFG taxa
323482 | Collector Gatherer Richness | Collector Gatherer Richness | OREGONDEQ | 2/8/2019 11:49:34 AM |  | Number of unique Collector Gatherer FFG taxa
322558 | Color | Sediment Color | NARSTEST | 9/25/2014 1:29:02 PM | EPA/620/R-01/003
323252 | Color | Sediment Color | NARS_WQX | 11/3/2014 10:51:30 PM | EPA/620/R-01/003
323515 | COLPOMENIA_SPP | Colpomenia spp | 11NPSWRD_WQX | 10/15/2018 5:16:07 PM |  |  | 0 - 100
121184 | COLPPIND | Coleoptera % Individuals | EMAP_GRE | 1/13/2010 3:14:13 PM |  | Coleoptera % Individuals
121185 | COLPPTAX | Coleoptera % Distinct Taxa | EMAP_GRE | 1/13/2010 3:14:13 PM |  | Coleoptera % Distinct Taxa
121186 | COLPRICH | Coleoptera Distinct Taxa Richness | EMAP_GRE | 1/13/2010 3:14:13 PM |  | Coleoptera Distinct Taxa Richness
293621 | COMMON_NAMES_TOT | Common Names Total | NJDEPVMG | 2/7/2012 1:08:55 PM
293666 | COMMON_NAMES_TOT | Common Names Total | MRWA | 2/8/2012 10:47:09 AM
322562 | Composition | Sediment composition | NARSTEST | 9/25/2014 1:29:02 PM | EPA/620/R-01/003
323256 | Composition | Sediment composition | NARS_WQX | 11/3/2014 10:51:30 PM | EPA/620/R-01/003
293640 | COM_VELO | Stream Velocity Combination | URWA | 2/7/2012 1:10:15 PM
293677 | COM_VELO | Stream Velocity Combination | GSWA | 2/8/2012 10:51:47 AM
293704 | COM_VELO | Stream Velocity Combination | SBMWA | 2/14/2012 5:13:19 PM
164382 | CONCAL | Calculated Conductivity (uS/cm) | NARSTEST | 11/1/2011 11:48:21 AM
145139 | CONCAL2 | Calculated Conductivity w/ANC (uS/cm) | NARSTEST | 11/16/2011 11:24:20 AM
293948 | CONDHO | Debye-Huckel-Onsager Calc. Cond. (uS/cm) | NARS_WQX | 3/29/2012 6:02:07 PM
164383 | CONDHO | Debye-Huckel-Onsager Calc. Cond. (uS/cm) | NARSTEST | 2/23/2012 3:21:56 PM
293951 | CONDHO2 | D-H-O Calc. Cond. w/ANC (uS/cm) | NARS_WQX | 7/6/2012 5:43:16 PM
145140 | CONDHO2 | D-H-O Calc. Cond. w/ANC (uS/cm) | NARSTEST | 2/22/2012 4:18:19 PM
160072 | COND_INF_DIF | Difference (Top - Bottom) in Diatom-inferred Condu | NARSTEST | 3/16/2010 10:45:35 AM
294108 | COND_SIGTEST | Is COND_INF_DIF significantly different from 0? | NARS_WQX | 8/9/2012 1:25:43 PM | EPA 841-R-09-001a; http://water.epa.gov/type/lakes/upload/nla_technical_appendix.pdf
160071 | COND_SIGTEST | Is COND_INF_DIF significantly different from 0? | NARSTEST | 3/13/2012 6:13:43 PM | EPA 841-R-09-001a; http://water.epa.gov/type/lakes/upload/nla_technical_appendix.pdf
322473 | CONPATTERN | Channel pattern | NARS_WQX | 7/15/2014 9:42:32 PM | EPA/841/D-13/001
317205 | CONPATTERN | Channel pattern | NARSTEST | 11/25/2013 12:39:35 PM | EPA/841/D-13/001
121437 | ConstPred | Constancy/predictability | EMAP_GRE | 4/5/2010 10:08:17 AM
317227 | CONSTRAINT | Channel constraint type | NARSTEST | 11/25/2013 12:39:36 PM | EPA/841/D-13/001
322495 | CONSTRAINT | Channel constraint type | NARS_WQX | 7/15/2014 9:42:33 PM | EPA/841/D-13/001
293833 | CONSTRNT | Channel constraint. | NARS_WQX | 3/27/2012 12:57:41 PM | EPA/620/R-99/003; http://www.epa.gov/emap2/html/pubs/docs/groupdocs/surfwatr/field/phyhab.html
164372 | CONSTRNT | Channel constraint. | NARSTEST | 2/23/2012 6:40:49 PM | EPA/620/R-99/003; http://www.epa.gov/emap2/html/pubs/docs/groupdocs/surfwatr/field/phyhab.html
323543 | CORALLINE_CRUSTS | Coralline crusts | 11NPSWRD_WQX | 10/15/2018 5:16:23 PM |  |  | 0 - 100
97664 | CORE_LENGTH | Length of sediment core (cm) | NARSTEST | 12/29/2009 1:55:12 PM
296168 | COUNTOFORDER | Number of non-diatom orders | NARSTEST | 10/28/2014 12:01:14 AM
322703 | COUNTOFORDER | Number of non-diatom orders | NARS_WQX | 7/16/2014 3:46:42 AM
323327 | CO_MMI_2010 | Colorado Multi-metric Index | ERWC | 11/23/2015 1:43:45 PM
293414 | CPHGMIG_001 | Hilsenhoff Biotic Index | NJDEP_BFBM | 8/23/2018 12:01:26 PM
293415 | CPMI_001 | Total number of taxa | NJDEP_BFBM | 8/23/2018 12:01:26 PM
293416 | CPMI_003 | Percent Ephemeroptera taxa | NJDEP_BFBM | 8/23/2018 12:01:26 PM
293417 | CPMI_004 | Percent Clingers | NJDEP_BFBM | 8/23/2018 12:01:26 PM
293659 | CPOM | Coarse Particulate Organic Matter | URWA | 2/7/2012 1:10:29 PM
293691 | CPOM | Coarse Particulate Organic Matter | GSWA | 2/8/2012 10:52:25 AM
121388 | CPUE_CARN_ALL | CPUE Transect, Individual Carnivores - All Transec | EMAP_GRE | 2/5/2010 11:07:47 AM
121389 | CPUE_CATO_ALL | CPUE Transect, Individual Suckers - All Transects | EMAP_GRE | 2/5/2010 11:07:47 AM
121390 | CPUE_CENTRA_ALL | CPUE Transect, Centrarchid individuals - All Trans | EMAP_GRE | 2/5/2010 11:07:47 AM
121391 | CPUE_DETRI_ALL | CPUE Transect, Individual Detritivores | EMAP_GRE | 2/5/2010 11:07:47 AM
121392 | CPUE_DP_SUCK_ALL | CPUE Transect, Ind. Deep-bodied Suckers-all trnsct | EMAP_GRE | 2/5/2010 11:07:47 AM
121402 | CPUE_ES_TIME_ALLVERTS_ALL | CPUE Shocktime, All Vertebrates - All Transects | EMAP_GRE | 2/5/2010 11:07:48 AM
121404 | CPUE_ES_TIME_EXC2_ALL | CPUE Shocktime:no Non-natives/Tolrnts/Es/Gs/Hybrds | EMAP_GRE | 2/5/2010 11:07:48 AM
121403 | CPUE_ES_TIME_NATIVE_ALL | CPUE Shocktime, Natives - All Transects | EMAP_GRE | 2/5/2010 11:07:48 AM
121394 | CPUE_GRN_SUN_ALL | CPUE Transect, Individual Green Sunfish - All Tran | EMAP_GRE | 2/5/2010 11:07:48 AM
121393 | CPUE_GRS_ALL | CPUE Transect, Individual Great River species - Al | EMAP_GRE | 2/5/2010 11:07:48 AM
121395 | CPUE_INTOL_ALL | CPUE Transect, Intolerant Individuals - All Transe | EMAP_GRE | 2/5/2010 11:07:48 AM
121396 | CPUE_INVERT_ALL | CPUE Transect, Individual Invertivores - All Trans | EMAP_GRE | 2/5/2010 11:07:48 AM
121397 | CPUE_LITHO_ALL | CPUE Transect, Individual Lithophils - All Transec | EMAP_GRE | 2/5/2010 11:07:48 AM
121398 | CPUE_OMNI_ALL | CPUE Transect, Individual Omnivores - All Transect | EMAP_GRE | 2/5/2010 11:07:48 AM
121399 | CPUE_RBS_ALL | CPUE Transect, Individual Round-bodied Suckers - A | EMAP_GRE | 2/5/2010 11:07:48 AM
121400 | CPUE_TOLER_ALL | CPUE Transect, Tolerant Individuals - All Transect | EMAP_GRE | 2/5/2010 11:07:48 AM
121401 | CPUE_TOP_PISCI_ALL | CPUE Transect, Individual Top Piscivores - All Tra | EMAP_GRE | 2/5/2010 11:07:48 AM
121385 | CPUE_TRAN_ALLVERTS_ALL | CPUE Transect, All Vertebrates - All Transects | EMAP_GRE | 2/5/2010 11:07:48 AM
121387 | CPUE_TRAN_EXC2_ALL_ALL | CPUE Transect:no Non-natives/Tolernts/GS/ES/Hybrds | EMAP_GRE | 2/5/2010 11:07:48 AM
121386 | CPUE_TRAN_NAT_ALL | CPUE Transect, Natives - All Transects | EMAP_GRE | 2/5/2010 11:07:48 AM
293418 | CPVCPMI_001 | Number of EPT taxa | NJDEP_BFBM | 8/23/2018 12:01:26 PM
121187 | CRICPIND | Cricotopus/Cricotopus/Orthocladius % Individuals | EMAP_GRE | 1/13/2010 3:14:13 PM |  | Cricotopus/Cricotopus/Orthocladius % Individuals
121188 | CRICPTAX | Cricotopus/Cricotopus/Orthocladius % Distinct Taxa | EMAP_GRE | 1/13/2010 3:14:13 PM |  | Cricotopus/Cricotopus/Orthocladius % Distinct Taxa
121189 | CRICRICH | Cricotopus/Cricotopus/Orthocladius Dstnct Tx Rchns | EMAP_GRE | 1/13/2010 3:14:13 PM |  | Cricotopus/Cricotopus/Orthocladius Dstnct Tx Rchns
293401 | CROP | presence of row crops (O,P,C,B) | NARSTEST | 2/23/2012 6:42:02 PM | EPA/620/R-99/003; http://www.epa.gov/emap2/html/pubs/docs/groupdocs/surfwatr/field/phyhab.html
293907 | CROP | presence of row crops (O,P,C,B) | NARS_WQX | 3/28/2012 1:00:10 AM | EPA/620/R-99/003; http://www.epa.gov/emap2/html/pubs/docs/groupdocs/surfwatr/field/phyhab.html
296065 | CRUSNTAX | No. of Crustaceans taxa | NARSTEST | 10/27/2014 6:35:11 PM | EPA/841/D-13/001
322996 | CRUSNTAX | No. of Crustaceans taxa | NARS_WQX | 7/16/2014 10:22:52 AM | EPA/841/D-13/001
121194 | CRUSPIND | Crustacean % Individuals | EMAP_GRE | 1/15/2010 10:24:23 AM |  | Crustacean % Individuals
323031 | CRUSPIND | % Crustaceans individuals | NARS_WQX | 7/16/2014 10:22:52 AM | EPA/841/D-13/001
296100 | CRUSPIND | % Crustaceans individuals | NARSTEST | 10/27/2014 6:35:11 PM | EPA/841/D-13/001
296106 | CRUSPTAX | % Crustaceans taxa | NARSTEST | 10/27/2014 6:35:11 PM | EPA/841/D-13/001
121193 | CRUSPTAX | Crustacean % Distinct Taxa | EMAP_GRE | 1/15/2010 10:24:23 AM |  | Crustacean % Distinct Taxa
323037 | CRUSPTAX | % Crustaceans taxa | NARS_WQX | 7/16/2014 10:22:52 AM | EPA/841/D-13/001
323278 | CRUSRICH | Crustacean Richness | WQXTEST | 12/4/2014 1:43:57 PM
323302 | CRUSRICH | Crustacean Richness | EPA_REGION_2 | 12/11/2014 2:15:33 PM
121190 | CRUSRICH | Crustacean Distinct Taxa Richness | EMAP_GRE | 1/13/2010 3:14:13 PM |  | Crustacean Distinct Taxa Richness
323512 | CRUSTOSE_CORALLINES | Crustose corallines | 11NPSWRD_WQX | 10/15/2018 5:16:07 PM |  |  | 0 - 100
121438 | CtRevermed | median_number of reversals | EMAP_GRE | 4/5/2010 10:08:17 AM
145248 | cumlap_agallg3_pl | _agallg3_pl | EMAP_GRE | 3/5/2010 8:58:46 AM
145403 | cumlap_agall_pl | _AGALL_PL | EMAP_GRE | 3/5/2010 8:58:46 AM
145249 | cumlap_agcul_pl | _AGCUL_PL | EMAP_GRE | 3/5/2010 8:58:46 AM
145250 | cumlap_aghay_pl | _AGHAY_PL | EMAP_GRE | 3/5/2010 8:58:46 AM
145251 | cumlap_area | _AREA (or _A) | EMAP_GRE | 3/5/2010 8:58:46 AM
145252 | cumlap_barren_pl | _BARREN_PL | EMAP_GRE | 3/5/2010 8:58:46 AM
145253 | cumlap_canopy_m | _CANOPY_M | EMAP_GRE | 3/5/2010 8:58:46 AM
145254 | cumlap_devall_pl | _DEVALL_PL | EMAP_GRE | 3/5/2010 8:58:46 AM
145255 | cumlap_devhi_pl | _DEVHI_PL | EMAP_GRE | 3/5/2010 8:58:46 AM
145256 | cumlap_devlow_pl | _DEVLOW_PL | EMAP_GRE | 3/5/2010 8:58:46 AM
145257 | cumlap_devmed_pl | _DEVMED_PL | EMAP_GRE | 3/5/2010 8:58:46 AM
145258 | cumlap_devopen_pl | _DEVOPEN_PL | EMAP_GRE | 3/5/2010 8:58:46 AM
145259 | cumlap_forsta_pl | _FORSTA_PL | EMAP_GRE | 3/5/2010 8:58:46 AM
145260 | cumlap_forstd_pl | _FORSTD_PL | EMAP_GRE | 3/5/2010 8:58:46 AM
145261 | cumlap_forste_pl | _FORSTE_PL | EMAP_GRE | 3/5/2010 8:58:46 AM
145262 | cumlap_forstm_pl | _FORSTM_PL | EMAP_GRE | 3/5/2010 8:58:46 AM
145263 | cumlap_grass_pl | _GRASS_PL | EMAP_GRE | 3/5/2010 8:58:46 AM
145264 | cumlap_imperv_m | _IMPERV_P | EMAP_GRE | 3/5/2010 8:58:46 AM
145265 | cumlap_land_a | _LAND_A | EMAP_GRE | 3/5/2010 8:58:46 AM
145266 | cumlap_open_pl | _OPEN_PL | EMAP_GRE | 3/5/2010 8:58:46 AM
145267 | cumlap_shrub_pl | _SHRUB_PL | EMAP_GRE | 3/5/2010 8:58:46 AM
145268 | cumlap_slope_m | _SLOPE_M | EMAP_GRE | 3/5/2010 8:58:46 AM
145269 | cumlap_water_a | _WATER_A | EMAP_GRE | 3/5/2010 8:58:46 AM
145270 | cumlap_wetall_pl | _WETALL_PL | EMAP_GRE | 3/5/2010 8:58:46 AM
145271 | cumlap_wete_pl | _WETE_PL | EMAP_GRE | 3/5/2010 8:58:46 AM
145272 | cumlap_wetw_pl | _WETW_PL | EMAP_GRE | 3/5/2010 8:58:46 AM
322474 | CVDTH | CV of thalweg depth (SDDEPTH/XDEPTH) | NARS_WQX | 7/15/2014 9:42:32 PM | EPA/841/D-13/001
317206 | CVDTH | CV of thalweg depth (SDDEPTH/XDEPTH) | NARSTEST | 11/25/2013 12:39:35 PM | EPA/841/D-13/001
317215 | CVWIDTH | CV of Wetted Width (SDWIDTH/XWidth) | NARSTEST | 11/25/2013 12:39:36 PM | EPA/841/D-13/001
322483 | CVWIDTH | CV of Wetted Width (SDWIDTH/XWidth) | NARS_WQX | 7/15/2014 9:42:32 PM | EPA/841/D-13/001
317225 | CVWXD | CV of Width Depth Product (SDWXD/XWXD) | NARSTEST | 11/25/2013 12:39:36 PM | EPA/841/D-13/001
322493 | CVWXD | CV of Width Depth Product (SDWXD/XWXD) | NARS_WQX | 7/15/2014 9:42:33 PM | EPA/841/D-13/001
296186 | CYMBELLA | Proportion of diatom valves in the genus Cymbella | NARSTEST | 10/28/2014 12:01:22 AM
322725 | CYMBELLA | Proportion of diatom valves in the genus Cymbella | NARS_WQX | 7/16/2014 3:46:56 AM
322727 | CYMBELLA_LATO | Proportion of diatom valves in the genus Cymbella | NARS_WQX | 7/16/2014 3:47:26 AM
296188 | CYMBELLA_LATO | Proportion of diatom valves in the genus Cymbella | NARSTEST | 10/28/2014 12:01:49 AM
322782 | CYPRNTAX | Number of Cyprinidae taxa | NARS_WQX | 7/16/2014 6:10:52 AM | EPA/841/D-13/001
295865 | CYPRNTAX | Number of Cyprinidae taxa | NARSTEST | 10/27/2014 1:03:23 PM | EPA/841/D-13/001
322767 | CYPRPIND | % Cyprinidae individuals | NARS_WQX | 7/16/2014 6:10:52 AM | EPA/841/D-13/001
295850 | CYPRPIND | % Cyprinidae individuals | NARSTEST | 10/27/2014 1:03:23 PM | EPA/841/D-13/001
296005 | CYPRPIND_PT | Score for CYPRPIND used in MMI | NARSTEST | 10/27/2014 1:06:03 PM | EPA/841/D-13/001
322922 | CYPRPIND_PT | Score for CYPRPIND used in MMI | NARS_WQX | 7/16/2014 6:11:54 AM | EPA/841/D-13/001
295813 | CYPRPTAX | % Cyprinidae taxa | NARSTEST | 10/27/2014 1:03:23 PM | EPA/841/D-13/001
322730 | CYPRPTAX | % Cyprinidae taxa | NARS_WQX | 7/16/2014 6:10:51 AM | EPA/841/D-13/001
323377 | Damselfly Larva | Damselfly Larva | WQXTEST | 5/12/2016 6:29:26 AM |  | A= 1-9, B=10-99, C=>100 | A, B, C
323328 | DAT | Diversity and Taxa Index | ERWC | 11/23/2015 1:43:48 PM
164437 | data unavailable | data unavailable | 21PA_WQX | 5/25/2011 2:05:47 PM |  |  | null
293794 | DBH | Diameter breast height | NARSTEST | 2/23/2012 7:29:53 PM
293871 | DBH | Diameter breast height | NARS_WQX | 3/27/2012 5:14:50 PM
296189 | DEAD_BOTTLE | Estimated dead diatom cells in entire bottle | NARSTEST | 10/28/2014 12:01:14 AM | EPA/841/D-13/001
322721 | DEAD_BOTTLE | Estimated dead diatom cells in entire bottle | NARS_WQX | 7/16/2014 3:46:42 AM | EPA/841/D-13/001
322723 | DEAD_CELLS_CNTD | Dead diatom cells counted in live-dead count | NARS_WQX | 7/16/2014 3:46:42 AM | EPA/841/D-13/001
296191 | DEAD_CELLS_CNTD | Dead diatom cells counted in live-dead count | NARSTEST | 10/28/2014 12:01:14 AM | EPA/841/D-13/001
322678 | DebrisType | Type of Debris sampled | NARSTEST | 9/22/2014 11:16:29 AM | EPA/620/R-01/003
323270 | DebrisType | Type of Debris sampled | NARS_WQX | 11/4/2014 1:57:05 AM | EPA/620/R-01/003
121347 | DELTS_NIND_ALL | Number of Individual Fish with Delts-All Transects | EMAP_GRE | 2/5/2010 11:07:48 AM
121349 | DELT_TRANSECT_ALL | Total Number of Delts - All Transects | EMAP_GRE | 2/5/2010 11:07:48 AM
56247 | DEPTHMAX | Maximum Observed Lake Depth (m) | NARSTEST | 3/16/2010 11:12:08 AM
293967 | DEPTHMAX | Maximum Observed Lake Depth (m) | NARS_WQX | 7/6/2012 5:34:47 PM | EPA 841-R-09-001a; http://water.epa.gov/type/lakes/upload/nla_technical_appendix.pdf
293966 | DEPTH_X | Lake Depth (m) at Index Site | NARS_WQX | 7/6/2012 5:34:47 PM | EPA 841-R-09-001a; http://water.epa.gov/type/lakes/upload/nla_technical_appendix.pdf
56246 | DEPTH_X | Lake Depth (m) at Index Site | NARSTEST | 3/16/2010 11:12:08 AM
239 | DEQ-SUPQ | DEQ Supplementary Questions | MDEQ_WQ_WQX | 9/12/2013 11:27:29 AM
121351 | DETRI_NIND_ALL | # Ind. Detritivores:no EShiner/GShad;all transects | EMAP_GRE | 2/5/2010 11:07:48 AM
121350 | DETRI_RICH_ALL | # Detritivore Spec:no EShiner/GShad; all transects | EMAP_GRE | 2/5/2010 11:07:48 AM
145928 | DEVELOPMENT | Development code (1-5) | EMAP_GRE | 3/15/2010 5:10:03 PM
293814 | DIMENSIONS OF LARGEST POOL HQI SCOR | DIMENSIONS OF LARGEST POOL HQI SCORE: 4=LARGE 3=MO | TCEQMAIN | 10/26/2018 3:32:52 PM
323245 | DIPNINPCT | % Diptera and Non-Insects | FORTPECK | 9/13/2018 12:20:16 PM |  | 100*(99- metric)/79
292758 | DipTaxSPL | Diptera taxa | 21ARIZ_WQX | 5/12/2016 1:20:34 AM |  |  | 0-100
293243 | Diptera Richness: | Diptera Richness: | TESTGCSWQX | 11/10/2011 12:45:11 PM
293251 | Diptera Richness: Score | Diptera Richness: Score | TESTGCSWQX | 11/10/2011 12:45:11 PM
323487 | Diptera Taxa Richness | Diptera Taxa Richness | OREGONDEQ | 2/8/2019 11:49:34 AM |  | Number of unique Diptera taxa
323028 | DIPTNTAX | No. of Diptera taxa | NARS_WQX | 7/16/2014 10:22:52 AM | EPA/841/D-13/001
296097 | DIPTNTAX | No. of Diptera taxa | NARSTEST | 10/27/2014 6:35:11 PM | EPA/841/D-13/001
121212 | DIPTPIND | Diptera % Individuals | EMAP_GRE | 2/5/2010 12:04:03 PM
296111 | DIPTPIND | % Diptera individuals | NARSTEST | 10/27/2014 6:35:11 PM | EPA/841/D-13/001
323042 | DIPTPIND | % Diptera individuals | NARS_WQX | 7/16/2014 10:22:52 AM | EPA/841/D-13/001
323014 | DIPTPTAX | % Diptera taxa | NARS_WQX | 7/16/2014 10:22:52 AM | EPA/841/D-13/001
296083 | DIPTPTAX | % Diptera taxa | NARSTEST | 10/27/2014 6:35:11 PM | EPA/841/D-13/001
121213 | DIPTPTAX | Diptera % Distinct Taxa | EMAP_GRE | 2/5/2010 12:04:03 PM
121214 | DIPTRICH | Diptera Distinct Taxa Richness | EMAP_GRE | 2/5/2010 12:04:03 PM
293981 | DISPOSAL | Lake is used for disposal (mine-)-tailings, etc.). | NARS_WQX | 7/6/2012 5:34:47 PM | EPA 841-R-09-001a; http://water.epa.gov/type/lakes/upload/nla_technical_appendix.pdf
56260 | DISPOSAL | Lake is used for disposal (mine-)-tailings, etc.). | NARSTEST | 3/16/2010 11:12:08 AM
293796 | DISTANCE | Distance from river/stream wetted margin | NARSTEST | 2/23/2012 7:29:53 PM
293873 | DISTANCE | Distance from river/stream wetted margin | NARS_WQX | 3/27/2012 5:14:50 PM
322682 | DistributionIndex | Fish histopathology distribution metric | NARSTEST | 10/22/2014 12:59:17 PM | EPA/620/R-01/003
323260 | DistributionIndex | Fish histopathology distribution metric | NARS_WQX | 11/3/2014 11:30:24 PM | EPA/620/R-01/003
164356 | DIST_LB | Distance from the left bank | NARSTEST | 9/23/2010 5:33:28 PM
296195 | DIV | Species Diversity | 21NYDECA_WQX | 4/15/2014 1:05:26 PM
323342 | DMS | Darter, Madtom, Sculpin Richness | 21KY_WQX | 5/5/2017 3:26:27 PM
323374 | Dobsonfly | Dobsonfly | WQXTEST | 5/12/2016 6:29:25 AM |  | A= 1-9, B=10-99, C=>100 | A, B, C
323246 | DOM01PCT | % Dominant Taxon | FORTPECK | 9/13/2018 12:20:16 PM |  | 100*(83- metric)/63
292759 | Dom01PctSPL | Dominant taxon | 21ARIZ_WQX | 5/12/2016 1:20:34 AM |  |  | 0-100
121215 | DOM1CHIRPIND | Percent of Individuals in Dominant Chironomid Taxa | EMAP_GRE | 2/5/2010 12:04:03 PM
323008 | DOM1PIND | % individuals in dominant taxon, without regard to | NARS_WQX | 7/16/2014 10:22:52 AM | EPA/841/D-13/001
121216 | DOM1PIND | Percent of Individuals in Dominant Taxa | EMAP_GRE | 2/5/2010 12:04:03 PM
296077 | DOM1PIND | % individuals in dominant taxon, without regard to | NARSTEST | 10/27/2014 6:35:11 PM | EPA/841/D-13/001
121217 | DOM3CHIRPIND | Percent of Individuals in Top 3 Chironomid Taxa | EMAP_GRE | 2/5/2010 12:04:03 PM
323038 | DOM3PIND | % individuals in dominant 3 taxa, without regard t | NARS_WQX | 7/16/2014 10:22:52 AM | EPA/841/D-13/001
296107 | DOM3PIND | % individuals in dominant 3 taxa, without regard t | NARSTEST | 10/27/2014 6:35:11 PM | EPA/841/D-13/001
121218 | DOM5CHIRPIND | Percent of Individuals in Top 5 Chironomid Taxa | EMAP_GRE | 2/5/2010 12:04:03 PM
322994 | DOM5PIND | % individuals in dominant 5 taxa, without regard t | NARS_WQX | 7/16/2014 10:22:52 AM | EPA/841/D-13/001
296063 | DOM5PIND | % individuals in dominant 5 taxa, without regard t | NARSTEST | 10/27/2014 6:35:11 PM | EPA/841/D-13/001
294309 | DomFamily | Dominant Family | WQXTEST | 8/8/2013 11:31:18 AM
293826 | DOMINANT BENTHIC FUNCTIONAL FEEDING | DOMINANT BENTHIC FUNCTIONAL FEEDING GRP, % OF INDI | TCEQMAIN | 10/26/2018 3:32:53 PM
323611 | Dominant Family | Dominant Family | PUEBLO_SANTAANA | 1/31/2019 4:12:51 PM
293823 | DOMINANT TAXON, BENTHOS PERCENT OF | DOMINANT TAXON, BENTHOS PERCENT OF INDIVIDUALS | TCEQMAIN | 10/26/2018 3:32:53 PM
322546 | dominant_color | Dominant Sediment Color | BETA_OCMA | 11/17/2014 12:55:07 PM
322458 | dredged_material_thickness_min | Dredged Material Thickness (cm) | EPA_OCMA_R4 | 5/30/2014 12:11:16 PM | EPA Contract No. 68-C8-0105
322404 | dredged_material_thickness_min | Dredged Material Thickness (cm) | BETA_OCMA | 1/28/2014 12:47:23 PM | EPA Contract No. 68-C8-0105
293754 | DRYLDLL | Count of dry large dia long length lwd | NARSTEST | 2/23/2012 6:31:53 PM | EPA/620/R-99/003; http://www.epa.gov/emap2/html/pubs/docs/groupdocs/surfwatr/field/phyhab.html
293865 | DRYLDLL | Count of dry large dia long length lwd | NARS_WQX | 3/27/2012 5:04:45 PM | EPA/620/R-99/003; http://www.epa.gov/emap2/html/pubs/docs/groupdocs/surfwatr/field/phyhab.html
293751 | DRYLDML | Count of dry large dia med. length lwd | NARSTEST | 2/23/2012 6:31:44 PM | EPA/620/R-99/003; http://www.epa.gov/emap2/html/pubs/docs/groupdocs/surfwatr/field/phyhab.html
293862 | DRYLDML | Count of dry large dia med. length lwd | NARS_WQX | 3/27/2012 5:04:37 PM | EPA/620/R-99/003; http://www.epa.gov/emap2/html/pubs/docs/groupdocs/surfwatr/field/phyhab.html
293752 | DRYLDSL | Count of dry large dia short length lwd | NARSTEST | 2/23/2012 6:31:47 PM | EPA/620/R-99/003; http://www.epa.gov/emap2/html/pubs/docs/groupdocs/surfwatr/field/phyhab.html
293863 | DRYLDSL | Count of dry large dia short length lwd | NARS_WQX | 3/27/2012 5:04:40 PM | EPA/620/R-99/003; http://www.epa.gov/emap2/html/pubs/docs/groupdocs/surfwatr/field/phyhab.html
293861 | DRYMDLL | Count of dry med. dia long length lwd | NARS_WQX | 3/27/2012 5:04:36 PM | EPA/620/R-99/003; http://www.epa.gov/emap2/html/pubs/docs/groupdocs/surfwatr/field/phyhab.html
293750 | DRYMDLL | Count of dry med. dia long length lwd | NARSTEST | 2/23/2012 6:31:43 PM | EPA/620/R-99/003; http://www.epa.gov/emap2/html/pubs/docs/groupdocs/surfwatr/field/phyhab.html
293745 | DRYMDML | Count of dry med. dia med. length lwd | NARSTEST | 2/23/2012 6:31:42 PM | EPA/620/R-99/003; http://www.epa.gov/emap2/html/pubs/docs/groupdocs/surfwatr/field/phyhab.html
293856 | DRYMDML | Count of dry med. dia med. length lwd | NARS_WQX | 3/27/2012 5:04:34 PM | EPA/620/R-99/003; http://www.epa.gov/emap2/html/pubs/docs/groupdocs/surfwatr/field/phyhab.html
293859 | DRYMDSL | Count of dry med. dia short length lwd | NARS_WQX | 3/27/2012 5:04:36 PM | EPA/620/R-99/003; http://www.epa.gov/emap2/html/pubs/docs/groupdocs/surfwatr/field/phyhab.html
293748 | DRYMDSL | Count of dry med. dia short length lwd | NARSTEST | 2/23/2012 6:31:43 PM | EPA/620/R-99/003; http://www.epa.gov/emap2/html/pubs/docs/groupdocs/surfwatr/field/phyhab.html
293744 | DRYSDLL | Count of dry small dia long length lwd | NARSTEST | 2/23/2012 6:31:42 PM | EPA/620/R-99/003; http://www.epa.gov/emap2/html/pubs/docs/groupdocs/surfwatr/field/phyhab.html
293855 | DRYSDLL | Count of dry small dia long length lwd | NARS_WQX | 3/27/2012 5:04:34 PM | EPA/620/R-99/003; http://www.epa.gov/emap2/html/pubs/docs/groupdocs/surfwatr/field/phyhab.html
293852 | DRYSDML | Count of dry small dia med. length lwd | NARS_WQX | 3/27/2012 5:04:33 PM | EPA/620/R-99/003; http://www.epa.gov/emap2/html/pubs/docs/groupdocs/surfwatr/field/phyhab.html
293741 | DRYSDML | Count of dry small dia med. length lwd | NARSTEST | 2/23/2012 6:31:41 PM | EPA/620/R-99/003; http://www.epa.gov/emap2/html/pubs/docs/groupdocs/surfwatr/field/phyhab.html
293850 | DRYSDSL | Count of dry small dia short length lwd | NARS_WQX | 3/27/2012 5:04:33 PM | EPA/620/R-99/003; http://www.epa.gov/emap2/html/pubs/docs/groupdocs/surfwatr/field/phyhab.html
293739 | DRYSDSL | Count of dry small dia short length lwd | NARSTEST | 2/23/2012 6:31:39 PM | EPA/620/R-99/003; http://www.epa.gov/emap2/html/pubs/docs/groupdocs/surfwatr/field/phyhab.html
293868 | DRYXDLL | Count of dry xlarge dia long length lwd | NARS_WQX | 3/27/2012 5:04:57 PM | EPA/620/R-99/003; http://www.epa.gov/emap2/html/pubs/docs/groupdocs/surfwatr/field/phyhab.html
293757 | DRYXDLL | Count of dry xlarge dia long length lwd | NARSTEST | 2/23/2012 6:32:06 PM | EPA/620/R-99/003; http://www.epa.gov/emap2/html/pubs/docs/groupdocs/surfwatr/field/phyhab.html
293756 | DRYXDML | Count of dry xlrg dia medium length lwd | NARSTEST | 2/23/2012 6:32:04 PM | EPA/620/R-99/003; http://www.epa.gov/emap2/html/pubs/docs/groupdocs/surfwatr/field/phyhab.html
293867 | DRYXDML | Count of dry xlrg dia medium length lwd | NARS_WQX | 3/27/2012 5:04:55 PM | EPA/620/R-99/003; http://www.epa.gov/emap2/html/pubs/docs/groupdocs/surfwatr/field/phyhab.html
293864 | DRYXDSL | Count of dry xlarge dia short length lwd | NARS_WQX | 3/27/2012 5:04:45 PM | EPA/620/R-99/003; http://www.epa.gov/emap2/html/pubs/docs/groupdocs/surfwatr/field/phyhab.html
293753 | DRYXDSL | Count of dry xlarge dia short length lwd | NARSTEST | 2/23/2012 6:31:52 PM | EPA/620/R-99/003; http://www.epa.gov/emap2/html/pubs/docs/groupdocs/surfwatr/field/phyhab.html
56252 | ECO_LEV_3 | Omernik level 3 ecoregion number | NARSTEST | 3/16/2010 11:12:08 AM
293972 | ECO_LEV_3 | Omernik level 3 ecoregion number | NARS_WQX | 7/6/2012 5:34:47 PM | EPA 841-R-09-001a; http://water.epa.gov/type/lakes/upload/nla_technical_appendix.pdf
56241 | ECO_NUTA | NLA Aggregate Nutrient Ecoregion | NARSTEST | 3/16/2010 11:12:08 AM
293960 | ECO_NUTA | NLA Aggregate Nutrient Ecoregion | NARS_WQX | 7/6/2012 5:34:46 PM
323509 | EGREGIA_MENZIESII | Egregia menziesii | 11NPSWRD_WQX | 10/15/2018 5:16:07 PM |  |  | 0 - 100
323521 | EISENIA_ARBOREA | Eisenia arborea | 11NPSWRD_WQX | 10/15/2018 5:16:07 PM |  |  | 0 - 100
56248 | ELEV_PT | Site elevation (meters) from the National Elevatio | NARSTEST | 3/16/2010 11:12:08 AM
293968 | ELEV_PT | Site elevation (meters) from the National Elevatio | NARS_WQX | 7/6/2012 5:34:47 PM | EPA 841-R-09-001a; http://water.epa.gov/type/lakes/upload/nla_technical_appendix.pdf
293822 | ELMIDAE, PERCENT OF INDIVIDUALS | ELMIDAE, PERCENT OF INDIVIDUALS | TCEQMAIN | 10/26/2018 3:32:53 PM
164358 | EMBED | Embeddedness of gravel sized substrate | NARSTEST | 9/23/2010 5:33:28 PM
323618 | Embeddedness | HA Embeddedness | PICURIS_PUEBLO | 2/28/2019 5:20:20 PM |  |  | 20-0
322707 | ENCYONEMA | Proportion of diatom valves in the genus Encyonema | NARS_WQX | 7/16/2014 3:46:42 AM
296172 | ENCYONEMA | Proportion of diatom valves in the genus Encyonema | NARSTEST | 10/28/2014 12:01:14 AM
322726 | ENCYONOPSIS | Proportion of diatom valves in the genus Encyonops | NARS_WQX | 7/16/2014 3:47:10 AM
296187 | ENCYONOPSIS | Proportion of diatom valves in the genus Encyonops | NARSTEST | 10/28/2014 12:01:34 AM
323562 | ENDA_BING/PETA_FASC | Endarachne bing/Petalonia fasc | 11NPSWRD_WQX | 10/15/2018 5:16:26 PM |  |  | 0 - 100
323559 | ENDOCLADIA_MURICATA | Endocladia muricata | 11NPSWRD_WQX | 10/15/2018 5:16:26 PM |  |  | 0 - 100
316648 | ENT_PCR_CCE_100ML | Uncorrected Results: Results prior to running the | NARSTEST | 11/6/2013 6:12:13 PM | EPA/841/D-13/001
322959 | ENT_PCR_CCE_100ML | Uncorrected Results: Results prior to running the | NARS_WQX | 7/16/2014 8:46:51 AM | EPA/841/D-13/001
322961 | ENT_PCR_TSC_100ML | Enterococcus Total 23S rDNA Sequence Copies per 10 | NARS_WQX | 7/16/2014 8:46:51 AM | EPA/841/D-13/001
316650 | ENT_PCR_TSC_100ML | Enterococcus Total 23S rDNA Sequence Copies per 10 | NARSTEST | 11/6/2013 6:12:13 PM | EPA/841/D-13/001
323600 | EN_BI/PE_FA/ON/MY_CA | Enderachne/Petalonia on Mytilu | 11NPSWRD_WQX | 10/15/2018 5:45:18 PM |  |  | 0 - 100
323592 | EN_BI/PE_FA/ON/TE_RU | Enderachne/Petalonia on Tetrac | 11NPSWRD_WQX | 10/15/2018 5:20:59 PM |  |  | 0 - 100
294181 | Ephemeroptera Taxa | Ephemeroptera Taxa | SOUTHUTE | 3/29/2018 5:56:51 PM
15 | Ephemeroptera Taxa Richness | Ephemeroptera Taxa Richness | USEPA | 7/18/2008 11:58:11 AM
323434 | EPHEMEROPTERA%Comp | % COMPOSITION OF EPHEMEROPTERA | PICURIS_PUEBLO | 10/17/2018 7:20:48 AM
292757 | EphemPct | Ephemeroptera | 21ARIZ_WQX | 5/12/2016 1:20:34 AM |  |  | 0-100
292764 | EphemTax | Ephemeroptera taxa | 21ARIZ_WQX | 5/12/2016 1:20:34 AM |  |  | 0-100
323077 | EPHENTAX | No. of Ephemeroptera taxa | NARS_WQX | 7/16/2014 10:22:53 AM | EPA/841/D-13/001
296146 | EPHENTAX | No. of Ephemeroptera taxa | NARSTEST | 10/27/2014 6:35:12 PM | EPA/841/D-13/001
121219 | EPHEPIND | Ephemeroptera % Individuals | EMAP_GRE | 2/5/2010 12:04:03 PM
323060 | EPHEPIND | % Ephemeroptera individuals | NARS_WQX | 7/16/2014 10:22:53 AM | EPA/841/D-13/001
296129 | EPHEPIND | % Ephemeroptera individuals | NARSTEST | 10/27/2014 6:35:11 PM | EPA/841/D-13/001
296081 | EPHEPTAX | % Ephemeroptera taxa | NARSTEST | 10/27/2014 6:35:11 PM | EPA/841/D-13/001
323012 | EPHEPTAX | % Ephemeroptera taxa | NARS_WQX | 7/16/2014 10:22:52 AM | EPA/841/D-13/001
296128 | EPOTNTAX | No. of Ephemeroptera, Plecoptera, Odonata, & Trich | NARSTEST | 10/27/2014 6:35:11 PM | EPA/841/D-13/001
323059 | EPOTNTAX | No. of Ephemeroptera, Plecoptera, Odonata, & Trich | NARS_WQX | 7/16/2014 10:22:53 AM | EPA/841/D-13/001
323032 | EPOTPIND | % Ephemeroptera, Plecoptera, Odonata, & Trichopter | NARS_WQX | 7/16/2014 10:22:52 AM | EPA/841/D-13/001
121220 | EPOTPIND | EPOT % Individuals | EMAP_GRE | 2/5/2010 12:04:03 PM
296101 | EPOTPIND | % Ephemeroptera, Plecoptera, Odonata, & Trichopter | NARSTEST | 10/27/2014 6:35:11 PM | EPA/841/D-13/001
121221 | EPOTPTAX | EPOT % Distinct Taxa | EMAP_GRE | 2/5/2010 12:04:03 PM
322971 | EPOTPTAX | % Ephemeroptera, Plecoptera, Odonata, & Trichopter | NARS_WQX | 7/16/2014 10:22:52 AM | EPA/841/D-13/001
296040 | EPOTPTAX | % Ephemeroptera, Plecoptera, Odonata, & Trichopter | NARSTEST | 10/27/2014 6:35:11 PM | EPA/841/D-13/001
121222 | EPOTRICH | EPOT Distinct Taxa Richness | EMAP_GRE | 2/5/2010 12:04:03 PM
296198 | EPT | Ephemeropter, Plecoptera, Trichoptera | 21NYDECA_WQX | 4/15/2014 1:05:26 PM
294312 | EPT | Ephemeroptera, Plecoptera, Tricoptera | WQXTEST | 8/12/2013 1:07:49 PM
323353 | EPT | EPT Taxa Richness | ERWC | 11/23/2015 1:43:48 PM
323330 | EPT | EPT Taxa Richness | ERWC | 12/31/2014 4:41:20 PM
323614 | EPT Family Richness | EPT Family Richness | PUEBLO_SANTAANA | 1/31/2019 4:12:51 PM |  | Total # of EPT Families in Sample
323383 | EPT Index | Tribe's EPT Index | WQXTEST | 5/12/2016 6:29:26 AM |  | Excellent >8, Good 5-8, Fair 2-5, Poor 0-1 | Excellent, Good, Fair, Poor
323428 | EPT Richness | EPT Family Richness | PICURIS_PUEBLO | 10/17/2018 7:20:48 AM |  | The total number of mayfly (E), stonefly (P), and
293239 | EPT Richness: | EPT Richness: | TESTGCSWQX | 11/10/2011 12:45:11 PM
293249 | EPT Richness: Score | EPT Richness: Score | TESTGCSWQX | 11/10/2011 12:45:11 PM
294180 | EPT Taxa | Ephemeroptera, Plecoptera, Trichoptera Taxa | SOUTHUTE | 3/29/2018 5:56:51 PM
16 | EPT Taxa Richness | EPT Taxa Richness | USEPA | 7/18/2008 11:58:12 AM
292769 | EPT Taxa Richness: | EPT Taxa Richness: | TESTGCSWQX | 11/10/2011 12:45:06 PM
323615 | EPT/EPT +Chir Ratio | EPT/EPT + Chironomidae Ratio | PUEBLO_SANTAANA | 1/31/2019 4:12:51 PM |  | # EPT Families/# EPT Families + D for Chironomidae
323432 | EPT/EPT+Chironomidae Ratio | EPT/EPT+Chironomidae Ratio | PICURIS_PUEBLO | 10/17/2018 7:20:48 AM
323384 | EPT/Total Ratio | EPT To Total Ratio | WQXTEST | 5/12/2016 6:29:26 AM |  | Excellent .75-1 Good .5-.75 Fair .25-.5 Poor 0-.25 | Excellent, Good, Fair, Poor
164434 | EPTINDEX | Ephemeroptera/Plecoptera/Trichoptera Taxa Index | EPA_R7_WQX | 12/31/2010 4:27:13 PM |  | MeasuredValue*5/Max | 0-5
323244 | EPTPT | EPT Percent of Taxa | FORTPECK | 9/13/2018 12:20:16 PM |  | 100*metric/66.7
323425 | EPTTaxaRich | EPT Taxa Richness | REDCLIFF_WQX | 11/11/2017 5:00:38 PM |  | Total number of EPT taxa present
323034 | EPT_NTAX | No. of EPT taxa | NARS_WQX | 7/16/2014 10:22:52 AM | EPA/841/D-13/001
296103 | EPT_NTAX | No. of EPT taxa | NARSTEST | 10/27/2014 6:35:11 PM | EPA/841/D-13/001
296140 | EPT_PIND | % EPT individuals | NARSTEST | 10/27/2014 6:35:11 PM | EPA/841/D-13/001
323071 | EPT_PIND | % EPT individuals | NARS_WQX | 7/16/2014 10:22:53 AM | EPA/841/D-13/001
323065 | EPT_PTAX | % EPT taxa | NARS_WQX | 7/16/2014 10:22:53 AM | EPA/841/D-13/001
296134 | EPT_PTAX | % EPT taxa | NARSTEST | 10/27/2014 6:35:11 PM | EPA/841/D-13/001
293678 | EP_SUB | Epifaunal Substrate/Available Cover | GSWA | 2/8/2012 10:51:47 AM
293641 | EP_SUB | Epifaunal Substrate/Available Cover | URWA | 2/7/2012 1:10:15 PM
323542 | ERECT_CORALLINES | Erect corallines | 11NPSWRD_WQX | 10/15/2018 5:16:23 PM |  |  | 0 - 100
322401 | erosional_depositional_features | Erosional / Depositional Features | BETA_OCMA | 1/27/2014 6:50:27 PM | SESD Project #12-0029
292774 | Est. Relative Abundance: | Est. Relative Abundance: | TESTGCSWQX | 11/10/2011 12:45:05 PM
293241 | Estimated Relative Abundance: | Estimated Relative Abundance: | TESTGCSWQX | 11/10/2011 12:45:11 PM
121223 | ETOHPIND | ETOH % Individuals | EMAP_GRE | 2/5/2010 12:04:03 PM
121224 | ETOHPTAX | ETOH % Distinct Taxa | EMAP_GRE | 2/5/2010 12:04:03 PM
121225 | ETOHRICH | ETOH Distinct Taxa Richness | EMAP_GRE | 2/5/2010 12:04:03 PM
323303 | ETRICH | Ephemroptera and Trichoptera Taxa Richness | EPA_REGION_2 | 12/11/2014 2:15:34 PM
323280 | ETRICH | Ephemroptera and Trichoptera Taxa Richness | WQXTEST | 12/4/2014 1:43:57 PM
56262 | EVAPORATE | Lake is used for evaporation. | NARSTEST | 3/16/2010 11:12:08 AM
293983 | EVAPORATE | Lake is used for evaporation. | NARS_WQX | 7/6/2012 5:34:47 PM | EPA 841-R-09-001a; http://water.epa.gov/type/lakes/upload/nla_technical_appendix.pdf
323459 | Evenness | Evenness | OREGONDEQ | 2/8/2019 11:49:34 AM |  | Evenness: Shannon diversity/(log(total.richness))
323465 | Expected Taxa | Expected Taxa | OREGONDEQ | 6/22/2018 1:21:34 PM |  | RIVPACS PREDATOR 2008 Model Expected Tax
296062 | FACLNTAX | No. of Facultative (PTV>=4 and PTV<6) taxa | NARSTEST | 10/27/2014 6:35:11 PM | EPA/841/D-13/001
322993 | FACLNTAX | No. of Facultative (PTV>=4 and PTV<6) taxa | NARS_WQX | 7/16/2014 10:22:52 AM | EPA/841/D-13/001
296143 | FACLPIND | % Facultative (PTV>=4 and PTV<6) individuals | NARSTEST | 10/27/2014 6:35:11 PM | EPA/841/D-13/001
121226 | FACLPIND | Facultative (TOLVAL 3.001-6.9999) % Individuals | EMAP_GRE | 2/5/2010 12:04:03 PM
323074 | FACLPIND | % Facultative (PTV>=4 and PTV<6) individuals | NARS_WQX | 7/16/2014 10:22:53 AM | EPA/841/D-13/001
296112 | FACLPTAX | % Facultative (PTV>=4 and PTV<6) taxa | NARSTEST | 10/27/2014 6:35:11 PM | EPA/841/D-13/001
323043 | FACLPTAX | % Facultative (PTV>=4 and PTV<6) taxa | NARS_WQX | 7/16/2014 10:22:52 AM | EPA/841/D-13/001
121227 | FACLPTAX | Facultative (TOLVAL 3.001-6.9999) % Distinct Taxa | EMAP_GRE | 2/5/2010 12:04:03 PM
121228 | FACLRICH | Facultative (TOLVAL 3.001-6.9999) Distinct Taxa Ri | EMAP_GRE | 2/5/2010 12:04:03 PM
121441 | FallLPTH | median_FallByLPTresh | EMAP_GRE | 4/5/2010 10:08:17 AM
323613 | Family Biotic Index | Family Biotic Index | PUEBLO_SANTAANA | 1/31/2019 4:12:51 PM |  | (Total T x D) / Total D
164341 | FBI | FAMILY-LEVEL BIOTIC INDEX (FBI) | WIDNR_WQX | 2/1/2019 5:32:59 AM | 26301684
294311 | FBI | Family Biotic Index | WQXTEST | 8/12/2013 1:07:49 PM
164373 | FEATURES | Features constraining channel. | NARSTEST | 2/23/2012 6:40:49 PM | EPA/620/R-99/003; http://www.epa.gov/emap2/html/pubs/docs/groupdocs/surfwatr/field/phyhab.html
293834 | FEATURES | Features constraining channel. | NARS_WQX | 3/27/2012 12:57:42 PM | EPA/620/R-99/003; http://www.epa.gov/emap2/html/pubs/docs/groupdocs/surfwatr/field/phyhab.html
323367 | FIBI_009 | Number of individuals in sample | NJDEP_BFBM | 3/8/2016 2:22:42 PM
323356 | FIBI_RECAL_001 | Percent Richness of Rheophilic Species (adj) | NJDEP_BFBM | 2/8/2019 12:39:26 PM
323357 | FIBI_RECAL_002 | Per. Abun. Cold & Nontolerant Coolwater Sp. (adj) | NJDEP_BFBM | 2/8/2019 12:39:26 PM
323361 | FIBI_RECAL_003 | Percent Richness Generalist Feeders | NJDEP_BFBM | 2/8/2019 12:39:26 PM
323358 | FIBI_RECAL_004 | Tolerance Index | NJDEP_BFBM | 2/8/2019 12:39:26 PM
323362 | FIBI_RECAL_005 | Per. Rich. of Lithophilic Spawners (minus w. suck) | NJDEP_BFBM | 2/8/2019 12:39:26 PM
323360 | FIBI_RECAL_006 | Percent Abundance Cyprinidae (adj) | NJDEP_BFBM | 2/8/2019 12:39:26 PM
323355 | FIBI_RECAL_007 | Per. Abun. Dominant 3 Taxa (not Blacknose Dace) | NJDEP_BFBM | 2/8/2019 12:39:26 PM
323359 | FIBI_RECAL_008 | Percent Richness Benthic Insectivores | NJDEP_BFBM | 2/8/2019 12:39:26 PM
164344 | FILTERER % | PERCENT FILTERER | WIDNR_WQX | 2/1/2019 5:32:59 AM | 26301684
295874 | FISH_PROTOCOL | Wadeable or boatable method used to sample | NARSTEST | 10/27/2014 1:03:23 PM | EPA/841/D-13/001
322791 | FISH_PROTOCOL | Wadeable or boatable method used to sample | NARS_WQX | 7/16/2014 6:10:52 AM | EPA/841/D-13/001
97652 | FLIGHT_HAZARDS | Low elevation flight hazards (Yes/No) | NARSTEST | 2/22/2012 5:29:06 PM | EPA 841-R-09-001a; http://water.epa.gov/type/lakes/upload/nla_technical_appendix.pdf
294092 | FLIGHT_HAZARDS | Low elevation flight hazards (Yes/No) | NARS_WQX | 7/6/2012 6:16:30 PM | EPA 841-R-09-001a; http://water.epa.gov/type/lakes/upload/nla_technical_appendix.pdf
121439 | FLOD60Day | % of floods in 60d period | EMAP_GRE | 4/5/2010 10:08:17 AM
232 | FLOW | Total Discharge | MDEQ_WQ_WQX | 9/12/2013 11:27:29 AM
164385 | FLOWMETH | Flow Measurement Method | NARSTEST | 10/5/2010 4:42:02 PM | EPA/620/R-99/003; http://www.epa.gov/emap2/html/pubs/docs/groupdocs/surfwatr/field/phyhab.html
121442 | FlowPred | Flow predictability | EMAP_GRE | 4/5/2010 10:08:17 AM
121440 | FRHGPeakmed | median_HighQFRbyHighQPeak | EMAP_GRE | 4/5/2010 10:08:17 AM
323568 | FUCUS_GARDNERI | Fucus gardneri | 11NPSWRD_WQX | 10/15/2018 5:16:25 PM |  |  | 0 - 100
323413 | G-EPT | Ephemeroptera, Plecoptera and Tricoptera Genera | WQXTEST | 6/1/2016 7:36:34 AM | text
323333 | G-EPT | Genus EPT | 21KY_WQX | 5/5/2017 3:51:09 PM
323332 | G-TR | Genus Taxa Richness | 21KY_WQX | 5/5/2017 3:51:09 PM
323414 | G-TR | Genera Taxa Richness | WQXTEST | 6/1/2016 7:36:34 AM | text
323451 | GASTROPODA%Comp | % COMPOSITION OF GASTROPODA | PICURIS_PUEBLO | 10/17/2018 7:20:48 AM
164346 | GATHERER % | PERCENT GATHERERS | WIDNR_WQX | 2/1/2019 5:32:59 AM | 26301684
293391 | GCB | ground surface which is bare | NARSTEST | 2/23/2012 6:42:01 PM | EPA/620/R-99/003; http://www.epa.gov/emap2/html/pubs/docs/groupdocs/surfwatr/field/phyhab.html
293897 | GCB | ground surface which is bare | NARS_WQX | 3/28/2012 1:00:09 AM | EPA/620/R-99/003; http://www.epa.gov/emap2/html/pubs/docs/groupdocs/surfwatr/field/phyhab.html
293390 | GCNW | ground cover (<0.5m) by nonwoody veg | NARSTEST | 2/23/2012 6:42:01 PM | EPA/620/R-99/003; http://www.epa.gov/emap2/html/pubs/docs/groupdocs/surfwatr/field/phyhab.html
293896 | GCNW | ground cover (<0.5m) by nonwoody veg | NARS_WQX | 3/28/2012 1:00:09 AM | EPA/620/R-99/003; http://www.epa.gov/emap2/html/pubs/docs/groupdocs/surfwatr/field/phyhab.html
293904 | GCW | ground cover (<0.5m) by woody veg | NARS_WQX | 3/28/2012 1:00:09 AM | EPA/620/R-99/003; http://www.epa.gov/emap2/html/pubs/docs/groupdocs/surfwatr/field/phyhab.html
293398 | GCW | ground cover (<0.5m) by woody veg | NARSTEST | 2/23/2012 6:42:01 PM | EPA/620/R-99/003; http://www.epa.gov/emap2/html/pubs/docs/groupdocs/surfwatr/field/phyhab.html
323499 | Genera Not Insects | Percent Genera Not Insects | RHA | 10/3/2018 9:35:38 AM | NJ_HGMI |  | 0 - 100
323602 | Genera Not Insects | Percent Genera Not Insects | TNCNJ_WQX | 10/22/2018 1:03:21 PM | NJ_HGMI |  | 0 - 100
164340 | GENERA RICHNESS | GENERA RICHNESS | WIDNR_WQX | 2/1/2019 5:32:59 AM | 26301684
121229 | GENERA_EPHE | Total Number of Ephemeroptera Taxa Identified to G | EMAP_GRE | 2/5/2010 12:04:03 PM
121230 | GENERA_INSECT | Total Number of Insect Taxa Identified to Genus or | EMAP_GRE | 2/5/2010 12:04:03 PM
121231 | GENERA_NON_INSECT | Total Number of Non-Insect Taxa Identified to Genu | EMAP_GRE | 2/5/2010 12:04:03 PM
121232 | GENERA_PLEC | Total Number of Plecoptera Taxa Identified to Genu | EMAP_GRE | 2/5/2010 12:04:03 PM
121233 | GENERA_TOTAL | Total Number of Taxa Identified to Genus or Specie | EMAP_GRE | 2/5/2010 12:04:03 PM
121234 | GENERA_TRIC | Total Number of Trichoptera Taxa Identified to Gen | EMAP_GRE | 2/5/2010 12:04:03 PM
293679 | GEN_OBS | Visual Site Assessment Comment | GSWA | 2/8/2012 10:51:47 AM
293653 | GEN_OBS | Visual Site Assessment Comment | URWA | 2/7/2012 1:10:16 PM
293926 | GPS_VER | Site Verified by GPS (Y/N) | NARS_WQX | 3/29/2012 5:58:56 PM | EPA/620/R-99/003; http://www.epa.gov/emap2/html/pubs/docs/groupdocs/surfwatr/field/phyhab.html
293773 | GPS_VER | Site Verified by GPS (Y/N) | NARSTEST | 2/23/2012 7:26:02 PM | EPA/620/R-99/003; http://www.epa.gov/emap2/html/pubs/docs/groupdocs/surfwatr/field/phyhab.html
322395 | grain_size_major_mode | Grain Size (Krumbein phi scale) Major Mode | BETA_OCMA | 1/28/2014 12:47:15 PM | EPA Contract No. 68-C8-0105
322450 | grain_size_major_mode | Grain Size (Krumbein phi scale) Major Mode | EPA_OCMA_R4 | 5/30/2014 12:10:55 PM | EPA Contract No. 68-C8-0105
322389 | grain_size_max | Grain Size (Krumbein phi scale) Max | BETA_OCMA | 1/28/2014 12:47:15 PM | EPA Contract No. 68-C8-0105
322445 | grain_size_max | Grain Size (Krumbein phi scale) Max | EPA_OCMA_R4 | 5/30/2014 12:10:55 PM | EPA Contract No. 68-C8-0105
322448 | grain_size_min | Grain Size (Krumbein phi scale) Min | EPA_OCMA_R4 | 5/30/2014 12:10:55 PM | EPA Contract No. 68-C8-0105
322393 | grain_size_min | Grain Size (Krumbein phi scale) Min | BETA_OCMA | 1/28/2014 12:47:15 PM | EPA Contract No. 68-C8-0105
293664 | GRAVEL | % Gravel | MRWA | 2/8/2012 10:47:06 AM
293696 | GRAVEL | % Gravel | SBMWA | 2/14/2012 5:13:18 PM
121329 | GRFIN | GRFIn | EMAP_GRE | 2/5/2010 11:07:48 AM
121235 | GRMIC_AV_all | GRMIC_AV_all | EMAP_GRE | 2/5/2010 12:04:03 PM
121236 | GRMIC_av_all_c | GRMIC_av_all_c | EMAP_GRE | 2/5/2010 12:04:04 PM
121237 | GRMIC_ntv_all | GRMIC_ntv_all | EMAP_GRE | 2/5/2010 12:04:03 PM
121325 | GRMIC_ntv_all_c | GRMIC_ntv_all_c | EMAP_GRE | 2/4/2010 10:51:27 AM
121443 | GrowSQave | CD_GrowSQave | EMAP_GRE | 4/5/2010 10:08:17 AM
121355 | GRS_NIND_ALL | Number Great River Individuals - All Transects | EMAP_GRE | 2/5/2010 11:07:48 AM
121353 | GRS_RICH_ALL | Number of Great River species - All Transects | EMAP_GRE | 2/5/2010 11:07:48 AM
121356 | GRS_SP_BIO_ALL | Total Great River Species Biomass - All Transects | EMAP_GRE | 2/5/2010 11:07:48 AM
145130 | H | H+ from PH_LAB (ueq/L) | NARSTEST | 11/16/2011 11:24:20 AM
293619 | HABITAT FLOW STATUS, 1=NO FLOW, 2=L | HABITAT FLOW STATUS, 1=NO FLOW, 2=LOW,3=MOD,4=HIGH | TCEQMAIN | 10/26/2018 3:32:53 PM
293518 | Habitat Smothering | Habitat Smothering | 21FLLEON_WQX | 12/20/2012 8:49:51 AM
293474 | Habitat Smothering | Habitat Smothering | 21FLPOLK_WQX | 12/20/2012 2:11:48 PM
293485 | Habitat Smothering | Habitat Smothering | 21FLSJWM_WQX | 12/20/2012 2:56:49 PM
294282 | Habitat Smothering | Habitat Smothering | 21FLCEN_WQX | 12/7/2017 9:52:27 AM
294271 | Habitat Smothering | Habitat Smothering | 21FLPNS_WQX | 12/11/2017 3:54:50 PM
294227 | Habitat Smothering | Habitat Smothering | 21FLTPA_WQX | 12/11/2017 2:44:28 PM
294260 | Habitat Smothering | Habitat Smothering | 21FLWQSP_WQX | 12/11/2017 1:41:13 PM
294293 | Habitat Smothering | Habitat Smothering | 21FLA_WQX | 12/6/2018 2:58:43 PM
294249 | Habitat Smothering | Habitat Smothering | 21FLGW_WQX | 12/18/2017 9:37:54 AM
294238 | Habitat Smothering | Habitat Smothering | 21FLFTM_WQX | 12/11/2017 3:11:37 PM
293573 | Habitat Smothering | Habitat Smothering | 21FLWPB_WQX | 12/18/2017 9:04:06 AM
293452 | Habitat Smothering | Habitat Smothering | 21FLBFA_WQX | 12/19/2012 4:01:34 PM
293529 | Habitat Smothering | Habitat Smothering | 21FLSWFD_WQX | 12/13/2016 4:45:28 PM
293496 | Habitat Smothering | Habitat Smothering | 21FLSUW_WQX | 12/20/2012 3:20:40 PM
293463 | Habitat Smothering | Habitat Smothering | 21FLNWFD_WQX | 3/26/2014 3:27:41 PM
293441 | Habitat Smothering | Habitat Smothering | 21FLBRA_WQX | 12/19/2012 4:25:34 PM
293507 | Habitat Smothering | Habitat Smothering | 21FLWQA_WQX | 12/13/2017 2:50:52 PM
228 | HABITAT-MTWTRSHD | General Habitat Assessment | MTWTRSHD_WQX | 11/22/2009 10:13:21 PM
293665 | HABITAT_TYPE | Habitat Type | MRWA | 2/8/2012 10:47:06 AM
293697 | HABITAT_TYPE | Habitat Type | SBMWA | 2/14/2012 5:13:18 PM
293656 | HABITAT_TYPE | Habitat Type | URWA | 2/7/2012 1:10:17 PM
323511 | HALI_DIOI/CYST_SPP | Halidrys dioica/Cystoseira spp | 11NPSWRD_WQX | 10/15/2018 5:16:07 PM |  |  | 0 - 100
323329 | HBI | Hilsenhoff Biotic Index | ERWC | 11/23/2015 1:43:46 PM
164337 | HBI | HILSENHOFF'S BIOTIC INDEX (HBI) | WIDNR_WQX | 2/1/2019 5:32:59 AM | 26301682
296193 | HBI | Hilsenhoff's Biotic Index | 21NYDECA_WQX | 4/15/2014 1:05:26 PM |  |  | 0-10
164342 | HBI Max 10 | HBI Max 10 | WIDNR_WQX | 2/1/2019 5:32:59 AM | 26301684
292756 | HBISPL | Hilsenhoff Biotic Index | 21ARIZ_WQX | 5/12/2016 1:20:34 AM |  |  | 0-100
323424 | HBIValue | HBI Value | REDCLIFF_WQX | 11/11/2017 5:00:38 PM |  | https://epscor.w3.uvm.edu/2/pdfFiles/2012_watershe | Metric Comment for more info
164375 | HCO3 | Calculated Bicarbonate (ueq/L) | NARSTEST | 11/1/2011 11:48:21 AM
293872 | HEIGHT | Estimated height | NARS_WQX | 3/27/2012 5:14:50 PM
293795 | HEIGHT | Estimated height | NARSTEST | 2/23/2012 7:29:53 PM
317265 | HEMINTAX | No. of Hemiptera taxa | NARSTEST | 10/27/2014 6:39:34 PM | EPA/841/D-13/001
323083 | HEMINTAX | No. of Hemiptera taxa | NARS_WQX | 7/16/2014 10:26:13 AM | EPA/841/D-13/001
121238 | HEMIPIND | Hemiptera % Individuals | EMAP_GRE | 2/5/2010 12:04:03 PM
317263 | HEMIPIND | % Hemiptera individuals | NARSTEST | 10/27/2014 6:39:34 PM | EPA/841/D-13/001
323081 | HEMIPIND | % Hemiptera individuals | NARS_WQX | 7/16/2014 10:26:13 AM | EPA/841/D-13/001
121239 | HEMIPTAX | Hemiptera % Distinct Taxa | EMAP_GRE | 2/5/2010 12:04:03 PM
317264 | HEMIPTAX | % Hemiptera taxa | NARSTEST | 10/27/2014 6:39:34 PM | EPA/841/D-13/001
323082 | HEMIPTAX | % Hemiptera taxa | NARS_WQX | 7/16/2014 10:26:13 AM | EPA/841/D-13/001
121240 | HEMIRICH | Hemiptera Distinct Taxa Richness | EMAP_GRE | 2/5/2010 12:04:03 PM
295941 | HERBNTAX | Number of herbivores taxa | NARSTEST | 10/27/2014 1:03:44 PM | EPA/841/D-13/001
322858 | HERBNTAX | Number of herbivores taxa | NARS_WQX | 7/16/2014 6:11:01 AM | EPA/841/D-13/001
322841 | HERBPIND | % herbivores individuals | NARS_WQX | 7/16/2014 6:11:01 AM | EPA/841/D-13/001
295924 | HERBPIND | % herbivores individuals | NARSTEST | 10/27/2014 1:03:43 PM | EPA/841/D-13/001
322835 | HERBPTAX | % herbivores taxa | NARS_WQX | 7/16/2014 6:11:00 AM | EPA/841/D-13/001
295918 | HERBPTAX | % herbivores taxa | NARSTEST | 10/27/2014 1:03:43 PM | EPA/841/D-13/001
323556 | HESPEROPHYCUS_CALIFO | Hesperophycus californicus | 11NPSWRD_WQX | 10/15/2018 5:16:25 PM |  |  | 0 - 100
121241 | HEXAPIND | Hexagenia % Individuals | EMAP_GRE | 2/5/2010 12:04:03 PM
121242 | HEXAPTAX | Hexagenia % Distinct Taxa | EMAP_GRE | 2/5/2010 12:04:03 PM
121243 | HEXARICH | Hexagenia Distinct Taxa Richness | EMAP_GRE | 2/5/2010 12:04:03 PM
121444 | HGFlDurmed | median_high flow duration | EMAP_GRE | 4/5/2010 10:08:17 AM
121445 | HGFlFreqmed | median_high flow freq | EMAP_GRE | 4/5/2010 10:08:17 AM
121446 | HGFlTimmed | median_high flow timing | EMAP_GRE | 4/5/2010 10:08:17 AM
213 | HGGP01-FPTRBP | HGGP_Bank Stability (LB) | FORTPECK | 10/6/2014 5:33:39 PM | HGGP01-FPTRBP
214 | HGGP02-FPTRBP | HGGP_Bank Stability (RB) | FORTPECK | 10/6/2014 5:33:39 PM | HGGP02-FPTRBP
215 | HGGP03-FPTRBP | HGGP_Channel Alteration | FORTPECK | 10/6/2014 5:33:39 PM | HGGP03-FPTRBP
216 | HGGP04-FPTRBP | HGGP_Channel Flow Status | FORTPECK | 10/6/2014 5:33:39 PM | HGGP04-FPTRBP
217 | HGGP05-FPTRBP | HGGP_Embeddedness | FORTPECK | 10/6/2014 5:33:39 PM | HGGP05-FPTRBP
218 | HGGP06-FPTRBP | HGGP_Epifaunal Sub/Avail Cover | FORTPECK | 10/6/2014 5:33:39 PM | HGGP06-FPTRBP
219 | HGGP07-FPTRBP | HGGP_Freq of Riffles(or bends) | FORTPECK | 10/6/2014 5:33:39 PM | HGGP07-FPTRBP
220 | HGGP08-FPTRBP | HGGP_Instream Cover (Fish) | FORTPECK | 10/6/2014 5:33:39 PM | HGGP08-FPTRBP
221 | HGGP09-FPTRBP | HGGP_Riparian Veg Zone W (LB) | FORTPECK | 10/6/2014 5:33:39 PM | HGRR09-FPTRBP
222 | HGGP10-FPTRBP | HGGP_Riparian Veg Zone W (RB) | FORTPECK | 10/6/2014 5:33:39 PM | HGGP10-FPTRBP
223 | HGGP11-FPTRBP | HGGP_Sediment Deposition | FORTPECK | 10/6/2014 5:33:39 PM | HGGP11-FPTRBP
224 | HGGP12-FPTRBP | HGGP_Veg Protection (LB) | FORTPECK | 10/6/2014 5:33:39 PM | HGGP12-FPTRBP
225 | HGGP13-FPTRBP | HGGP_Veg Protection (RB) | FORTPECK | 10/6/2014 5:33:39 PM | HGRR13-FPTRBP
226 | HGGP14-FPTRBP | HGGP_RBP, Hab Assess Tot Score | FORTPECK | 10/6/2014 5:33:39 PM | HGRR14-FPTRBP
293426 | HGMIG_005 | Number of attribute 2 genera | NJDEP_BFBM | 4/20/2016 12:30:33 PM
293427 | HGMIG_006 | Number of attribute 3 genera | NJDEP_BFBM | 4/20/2016 12:30:33 PM
293428 | HGMIG_008 | Scraper genera adj | NJDEP_BFBM | 4/20/2016 12:30:33 PM
293429 | HGMIG_009 | % sensitive EPT adj | NJDEP_BFBM | 4/20/2016 12:30:33 PM
323427 | HGMImetrics | RHA HGMI Metrics | RHA | 10/2/2018 10:02:34 AM | NJ_HGMI | Seven metrics that make up the HGMI index
121447 | HGPulCtmed | median_high pulse count | EMAP_GRE | 4/5/2010 10:08:17 AM
121448 | HGPulDurmed | median_high pulse duration | EMAP_GRE | 4/5/2010 10:08:17 AM
164 | HGRR01-FPTRBP | HGRR_Bank Stability (LB) | FORTPECK | 10/6/2014 5:31:57 PM | HGRR01-FPTRBP
165 | HGRR02-FPTRBP | HGRR_Bank Stability (RB) | FORTPECK | 10/6/2014 5:31:57 PM | HGRR02-FPTRBP
166 | HGRR03-FPTRBP | HGRR_Channel Alteration | FORTPECK | 10/6/2014 5:31:57 PM | HGRR03-FPTRBP
167 | HGRR04-FPTRBP | HGRR_Channel Flow Status | FORTPECK | 10/6/2014 5:31:57 PM | HGRR04-FPTRBP
168 | HGRR05-FPTRBP | HGRR_Embeddedness | FORTPECK | 10/6/2014 5:31:57 PM | HGRR05-FPTRBP
169 | HGRR06-FPTRBP | HGRR_Epifaunal Sub/Avail Cover | FORTPECK | 10/6/2014 5:31:57 PM | HGRR06-FPTRBP
170 | HGRR07-FPTRBP | HGRR_Freq of Riffles(orbends) | FORTPECK | 10/6/2014 5:31:57 PM | HGRR07-FPTRBP
171 | HGRR08-FPTRBP | HGRR_Instream Cover (Fish) | FORTPECK | 10/6/2014 5:31:57 PM | HGRR08-FPTRBP
172 | HGRR09-FPTRBP | HGRR_Riparian Veg Zone W (LB) | FORTPECK | 10/6/2014 5:31:57 PM | HGRR09-FPTRBP
173 | HGRR10-FPTRBP | HGRR_Riparian Veg Zone W (RB) | FORTPECK | 10/6/2014 5:31:57 PM | HGRR10-FPTRBP
174 | HGRR11-FPTRBP | HGRR_Sediment Deposition | FORTPECK | 10/6/2014 5:31:57 PM | HGRR11-FPTRBP
175 | HGRR12-FPTRBP | HGRR_Veg Protection (LB) | FORTPECK | 10/6/2014 5:31:57 PM | HGRR12-FPTRBP
176 | HGRR13-FPTRBP | HGRR_Veg Protection (RB) | FORTPECK | 10/6/2014 5:31:57 PM | HGRR13-FPTRBP
177 | HGRR14-FPTRBP | HGRR_RBP Hab Assess Tot Score | FORTPECK | 10/6/2014 5:31:57 PM | HGRR14-FPTRBP
323402 | HIBI_001 | Intolerant Vertebrate Richness | NJDEP_BFBM | 2/8/2019 4:09:24 PM
323401 | HIBI_002 | Proportion of Vertebrate Richness as Top Carnivore | NJDEP_BFBM | 2/8/2019 4:09:24 PM
323405 | HIBI_003 | Percent Tolerant Fish Individuals | NJDEP_BFBM | 2/8/2019 4:09:24 PM
323403 | HIBI_004 | Proportion of Total Richness as Native | NJDEP_BFBM | 2/8/2019 4:09:24 PM
323406 | HIBI_005 | Percent Native Crayfish | NJDEP_BFBM | 2/8/2019 4:09:24 PM
323404 | HIBI_006 | Brook Trout Density (individuals/100 sq m) | NJDEP_BFBM | 2/8/2019 4:09:24 PM
145929 | HIDWAg | Index of influence:ag. sources; proximity weighted | EMAP_GRE | 3/15/2010 5:10:03 PM
145930 | HIDWAll | Index of influence:all sources; proximity weighted | EMAP_GRE | 3/15/2010 5:10:03 PM
145931 | HIDWBldg | Index of influence:bldgs; proximity weighted | EMAP_GRE | 3/15/2010 5:10:03 PM
145932 | HIDWCrops | Index of influence:crops; proximity weighted | EMAP_GRE | 3/15/2010 5:10:03 PM
145933 | HIDWDocks | Index of influence:docks; proximity weighted | EMAP_GRE | 3/15/2010 5:10:03 PM
145934 | HIDWForestry | Index of influence:forestry; proximity weighted | EMAP_GRE | 3/15/2010 5:10:03 PM
145935 | HIDWGrazing | Index of influence:grazing; proximity weighted | EMAP_GRE | 3/15/2010 5:10:03 PM
145936 | HIDWLocks | Index of influence:locks; proximity weighted | EMAP_GRE | 3/15/2010 5:10:03 PM
145937 | HIDWMining | Index of influence:mining; proximity weighted | EMAP_GRE | 3/15/2010 5:10:03 PM
145938 | HIDWNoAg | Index of influence:non-ag. sources; prox. weighted | EMAP_GRE | 3/15/2010 5:10:03 PM
145939 | HIDWNoAgWall | Index of influence exc. agr/walls; prox.. weighted | EMAP_GRE | 3/15/2010 5:10:03 PM
145940 | HIDWNoWall | Index of influence exc. walls; proximity weighted | EMAP_GRE | 3/15/2010 5:10:03 PM
145941 | HIDWOther | Index of influence:other; proximity weighted | EMAP_GRE | 3/15/2010 5:10:03 PM
145942 | HIDWPark | Index of influence:parks; proximity weighted | EMAP_GRE | 3/15/2010 5:10:03 PM
145943 | HIDWPave | Index of influence:pavement; proximity weighted | EMAP_GRE | 3/15/2010 5:10:03 PM
145944 | HIDWPipes | Index of influence:pipes; proximity weighted | EMAP_GRE | 3/15/2010 5:10:03 PM
145945 | HIDWRes | Index of influence:residences; proximity weighted | EMAP_GRE | 3/15/2010 5:10:03 PM
145946 | HIDWRoad | Index of influence:roads; proximity weighted | EMAP_GRE | 3/15/2010 5:10:03 PM
145947 | HIDWTrash | Index of influence:trash; proximity weighted | EMAP_GRE | 3/15/2010 5:10:03 PM
145948 | HIDWWall | Index of influence:walls; proximity weighted | EMAP_GRE | 3/15/2010 5:10:03 PM
145949 | HIFAgric | Fraction of subplots with agric. land | EMAP_GRE | 3/15/2010 5:10:03 PM
145950 | HIFBare | Fraction of subplots with bare land | EMAP_GRE | 3/15/2010 5:10:03 PM
145951 | HIFDevel | Fraction of subplots with developed land | EMAP_GRE | 3/15/2010 5:10:03 PM
145952 | HIFForest | Fraction of subplots with forested land | EMAP_GRE | 3/15/2010 5:10:03 PM
145953 | HIFHerbs | Fraction of subplots with herbaceous land | EMAP_GRE | 3/15/2010 5:10:03 PM
145954 | HIFOther | Fraction of subplots with other land cover | EMAP_GRE | 3/15/2010 5:10:03 PM
145955 | HIFShrubs | Fraction of subplots with shrubby land | EMAP_GRE | 3/15/2010 5:10:03 PM
145956 | HIFXeric | Fraction of subplots with xeric land | EMAP_GRE | 3/15/2010 5:10:03 PM
294193 | Hilsenhoff Biotic Index (HBI) | Hilsenhoff Biotic Index (HBI) | SOUTHUTE | 3/29/2018 5:56:51 PM
293828 | HILSENHOFF BIOTIC INDEX (HBI) | HILSENHOFF BIOTIC INDEX (HBI) | TCEQMAIN | 10/26/2018 3:32:53 PM
323496 | Hilsenhoff Biotic Index adj | Hilsenhoff Biotic Index adjust for cachement size | RHA | 10/4/2018 10:32:09 AM | NJ_HGMI | =4.23+Metric-(3.407+0.918*log10(areasqkm)) | 0 - 10
323605 | Hilsenhoff Biotic Index adj | Hilsenhoff Biotic Index adjust for cachement size | TNCNJ_WQX | 10/22/2018 1:03:21 PM | NJ_HGMI | =4.23+Metric-(3.407+0.918*LOG10(areasqkm)) | 0 - 10
317447 | Hilsenhoff's FBI | Hilsenhoff's FBI | BMIC_WQX | 1/26/2015 2:07:37 PM
317433 | Hilsenhoff's FBI | Hilsenhoff's FBI | WQXWEBTRAINING6 | 11/27/2013 8:26:17 AM
317448 | Hilsenhoff's FBI numeric | Hilsenhoff's FBI numeric | BMIC_WQX | 1/28/2015 10:22:37 AM
317434 | Hilsenhoff's FBI numeric | Hilsenhoff's FBI numeric | WQXWEBTRAINING6 | 11/27/2013 8:26:24 AM
145957 | HIQDist | Index of disturbance | EMAP_GRE | 3/15/2010 5:10:03 PM
145441 | HIQVeg | Index of vegetative cover and disturbance | EMAP_GRE | 3/18/2010 10:33:54 AM |  | (RVQVeg1* RVQVeg2* HIQVeg)**(1/3)
323272 | HistoPath | Histopathology Sample Collected | NARS_WQX | 11/4/2014 1:59:19 AM | EPA/620/R-01/003
322564 | HistoPath | Histopathology Sample Collected | NARSTEST | 9/22/2014 11:28:59 AM | EPA/620/R-01/003
296122 | HPRIME | Shannon diversity- sum of prop_i*ln(prop_i) based | NARSTEST | 10/27/2014 6:35:11 PM | EPA/841/D-13/001
323053 | HPRIME | Shannon diversity- sum of prop_i*ln(prop_i) based | NARS_WQX | 7/16/2014 10:22:53 AM | EPA/841/D-13/001
121358 | HYB_NIND_ALL | Number of Hybrid Individuals - All Transects | EMAP_GRE | 2/5/2010 11:07:48 AM
121357 | HYB_RICH_ALL | Number of Hybrid Species - All Transects | EMAP_GRE | 2/5/2010 11:07:48 AM
164336 | hydrology score | hydrology metric score from physical habitat data | EMAP_GRE | 4/5/2010 10:14:26 AM
121458 | hydrology_score | hydrology_score | EMAP_GRE | 1/26/2010 12:10:13 PM
323466 | Hydropsychidae Taxa Richness | Hydropsychidae Taxa Richness | OREGONDEQ | 2/8/2019 11:49:34 AM |  | Number of unique Hydropsychidae taxa
97650 | HYDRO_TYPE | Lake type (Reservoir/Drainage/Seepage) | NARSTEST | 2/22/2012 5:29:06 PM | EPA 841-R-09-001a; http://water.epa.gov/type/lakes/upload/nla_technical_appendix.pdf
294090 | HYDRO_TYPE | Lake type (Reservoir/Drainage/Seepage) | NARS_WQX | 7/6/2012 6:16:30 PM | EPA 841-R-09-001a; http://water.epa.gov/type/lakes/upload/nla_technical_appendix.pdf
121244 | HYDRPIND | Hydropsychidae % Individuals | EMAP_GRE | 2/5/2010 12:04:03 PM
121245 | HYDRPTAX | Hydropsychidae % Distinct Taxa | EMAP_GRE | 2/5/2010 12:04:03 PM
121246 | HYDRRICH | Hydropsychidae Distinct Taxa Richness | EMAP_GRE | 2/5/2010 12:04:03 PM
164338 | IBI | INDEX OF BIOTIC INTEGRITY (IBI) | WIDNR_WQX | 2/1/2019 5:32:59 AM | 26301680
323364 | ICPLGFI_001 | Native Species Richness | NJDEP_BFBM | 3/15/2018 1:49:16 PM
323363 | ICPLGFI_002 | Benthic Species Richness | NJDEP_BFBM | 3/15/2018 1:49:16 PM
323365 | ICPLGFI_003 | Intolerant Species Richness | NJDEP_BFBM | 3/15/2018 1:49:16 PM
323370 | ICPLGFI_004 | Percent Tolerant Individuals | NJDEP_BFBM | 3/15/2018 1:49:16 PM
323366 | ICPLGFI_005 | Percent Insectivore Individuals | NJDEP_BFBM | 3/15/2018 1:49:16 PM
323369 | ICPLGFI_006 | Percent Piscivore Individuals | NJDEP_BFBM | 3/15/2018 1:49:16 PM
323422 | ICPLGFI_007 | Total Fish Abundance Minus Tolerants | NJDEP_BFBM | 3/15/2018 1:49:16 PM
323368 | ICPLGFI_008 | Percent DELT Anomalies | NJDEP_BFBM | 3/15/2018 1:49:16 PM
295963 | ICTANTAX | No. Ictalurid taxa | NARSTEST | 10/27/2014 1:03:44 PM | EPA/841/D-13/001
322880 | ICTANTAX | No. Ictalurid taxa | NARS_WQX | 7/16/2014 6:11:01 AM | EPA/841/D-13/001
322853 | ICTAPIND | % Ictalurid individuals | NARS_WQX | 7/16/2014 6:11:01 AM | EPA/841/D-13/001
295936 | ICTAPIND | % Ictalurid individuals | NARSTEST | 10/27/2014 1:03:44 PM | EPA/841/D-13/001
322867 | ICTAPTAX | % Ictalurid taxa | NARS_WQX | 7/16/2014 6:11:01 AM | EPA/841/D-13/001
295950 | ICTAPTAX | % Ictalurid taxa | NARSTEST | 10/27/2014 1:03:44 PM | EPA/841/D-13/001
164367 | INCISED | channel incision to water surface | NARSTEST | 9/23/2010 5:33:32 PM
164366 | INCISEDF | Bank incised height flag (2) | NARSTEST | 9/23/2010 5:33:30 PM
293667 | INC_0024 | Other-Intolerant | MRWA | 2/8/2012 10:47:14 AM
293668 | INC_0026 | Other-Tolerant | MRWA | 2/8/2012 10:47:14 AM
145958 | IND_COML | Industrial; commercial | EMAP_GRE | 3/15/2010 5:10:03 PM
294069 | IND_COMMERCIAL | Industrial commercial disturb. | NARS_WQX | 7/6/2012 6:16:30 PM | EPA 841-R-09-001a; http://water.epa.gov/type/lakes/upload/nla_technical_appendix.pdf
97629 | IND_COMMERCIAL | Industrial commercial disturb. | NARSTEST | 2/22/2012 5:29:05 PM | EPA 841-R-09-001a; http://water.epa.gov/type/lakes/upload/nla_technical_appendix.pdf
97627 | IND_FIRE | Industrial evidence of fire disturb. | NARSTEST | 2/22/2012 5:29:05 PM | EPA 841-R-09-001a; http://water.epa.gov/type/lakes/upload/nla_technical_appendix.pdf
294067 | IND_FIRE | Industrial evidence of fire disturb. | NARS_WQX | 7/6/2012 6:16:30 PM | EPA 841-R-09-001a; http://water.epa.gov/type/lakes/upload/nla_technical_appendix.pdf
145959 | IND_IND | Industrial; industrial plants | EMAP_GRE | 3/15/2010 5:10:03 PM
294062 | IND_INDUSTRIAL | Industrial industrial plants disturb. | NARS_WQX | 7/6/2012 6:16:30 PM | EPA 841-R-09-001a; http://water.epa.gov/type/lakes/upload/nla_technical_appendix.pdf
97622 | IND_INDUSTRIAL | Industrial industrial plants disturb. | NARSTEST | 2/22/2012 5:29:05 PM | EPA 841-R-09-001a; http://water.epa.gov/type/lakes/upload/nla_technical_appendix.pdf
145960 | IND_LOG | Industrial; logging | EMAP_GRE | 3/15/2010 5:10:03 PM
97626 | IND_LOGGING | Industrial logging disturb. | NARSTEST | 2/22/2012 5:29:05 PM | EPA 841-R-09-001a; http://water.epa.gov/type/lakes/upload/nla_technical_appendix.pdf
294066 | IND_LOGGING | Industrial logging disturb. | NARS_WQX | 7/6/2012 6:16:30 PM | EPA 841-R-09-001a; http://water.epa.gov/type/lakes/upload/nla_technical_appendix.pdf
145961 | IND_MINE | Industrial; mines/quarries | EMAP_GRE | 3/15/2010 5:10:03 PM
294063 | IND_MINES | Industrial mines/quarries disturb. | NARS_WQX | 7/6/2012 6:16:30 PM | EPA 841-R-09-001a; http://water.epa.gov/type/lakes/upload/nla_technical_appendix.pdf
97623 | IND_MINES | Industrial mines/quarries disturb. | NARSTEST | 2/22/2012 5:29:05 PM | EPA 841-R-09-001a; http://water.epa.gov/type/lakes/upload/nla_technical_appendix.pdf
145962 | IND_ODOR | Industrial; odors | EMAP_GRE | 3/15/2010 5:10:03 PM
294068 | IND_ODORS | Industrial odors disturb. | NARS_WQX | 7/6/2012 6:16:30 PM | EPA 841-R-09-001a; http://water.epa.gov/type/lakes/upload/nla_technical_appendix.pdf
97628 | IND_ODORS | Industrial odors disturb. | NARSTEST | 2/22/2012 5:29:05 PM | EPA 841-R-09-001a; http://water.epa.gov/type/lakes/upload/nla_technical_appendix.pdf
294064 | IND_OIL | Industrial oil/gas wells disturb. | NARS_WQX | 7/6/2012 6:16:30 PM | EPA 841-R-09-001a; http://water.epa.gov/type/lakes/upload/nla_technical_appendix.pdf
145963 | IND_OIL | Industrial; oil/gas wells | EMAP_GRE | 3/15/2010 5:10:03 PM
97624 | IND_OIL | Industrial oil/gas wells disturb. | NARSTEST | 2/22/2012 5:29:05 PM | EPA 841-R-09-001a; http://water.epa.gov/type/lakes/upload/nla_technical_appendix.pdf
146004 | IND_OTH | Industrial; other | EMAP_GRE | 3/15/2010 5:10:05 PM
97625 | IND_POWER | Industrial power plant disturb. | NARSTEST | 2/22/2012 5:29:05 PM | EPA 841-R-09-001a; http://water.epa.gov/type/lakes/upload/nla_technical_appendix.pdf
294065 | IND_POWER | Industrial power plant disturb. | NARS_WQX | 7/6/2012 6:16:30 PM | EPA 841-R-09-001a; http://water.epa.gov/type/lakes/upload/nla_technical_appendix.pdf
145964 | IND_POWR | Industrial; power plants | EMAP_GRE | 3/15/2010 5:10:03 PM
294080 | IND_SCORE | Summed Industrial Stressor Score | NARS_WQX | 7/6/2012 6:16:30 PM | EPA 841-R-09-001a; http://water.epa.gov/type/lakes/upload/nla_technical_appendix.pdf
97640 | IND_SCORE | Summed Industrial Stressor Score | NARSTEST | 2/22/2012 5:29:06 PM | EPA 841-R-09-001a; http://water.epa.gov/type/lakes/upload/nla_technical_appendix.pdf
323343 | INT | Intolerant Species Richness | 21KY_WQX | 5/5/2017 3:26:27 PM
322845 | INTLINVNTAX | Number of intolerant invertivore taxa | NARS_WQX | 7/16/2014 6:11:01 AM | EPA/841/D-13/001
295928 | INTLINVNTAX | Number of intolerant invertivore taxa | NARSTEST | 10/27/2014 1:03:43 PM | EPA/841/D-13/001
322851 | INTLINVPIND | % intolerant invertivore individuals | NARS_WQX | 7/16/2014 6:11:01 AM | EPA/841/D-13/001
295934 | INTLINVPIND | % intolerant invertivore individuals | NARSTEST | 10/27/2014 1:03:43 PM | EPA/841/D-13/001
322834 | INTLINVPTAX | % intolerant invertivore taxa | NARS_WQX | 7/16/2014 6:11:00 AM | EPA/841/D-13/001
295917 | INTLINVPTAX | % intolerant invertivore taxa | NARSTEST | 10/27/2014 1:03:43 PM | EPA/841/D-13/001
322873 | INTLLOTNTAX | Number of intolerant lotic taxa | NARS_WQX | 7/16/2014 6:11:01 AM | EPA/841/D-13/001
295956 | INTLLOTNTAX | Number of intolerant lotic taxa | NARSTEST | 10/27/2014 1:03:44 PM | EPA/841/D-13/001
322877 | INTLLOTPIND | % intolerant lotic individuals | NARS_WQX | 7/16/2014 6:11:01 AM | EPA/841/D-13/001
295960 | INTLLOTPIND | % intolerant lotic individuals | NARSTEST | 10/27/2014 1:03:44 PM | EPA/841/D-13/001
322885 | INTLLOTPTAX | % intolerant lotic taxa | NARS_WQX | 7/16/2014 6:11:01 AM | EPA/841/D-13/001
295968 | INTLLOTPTAX | % intolerant lotic taxa | NARSTEST | 10/27/2014 1:03:44 PM | EPA/841/D-13/001
322927 | INTLMIGRNTAX | Number of intolerant migratory taxa | NARS_WQX | 7/16/2014 6:12:33 AM | EPA/841/D-13/001
296010 | INTLMIGRNTAX | Number of intolerant migratory taxa | NARSTEST | 10/27/2014 1:07:19 PM | EPA/841/D-13/001
296014 | INTLMIGRPIND | % intolerant migratory individuals | NARSTEST | 10/27/2014 1:07:19 PM | EPA/841/D-13/001
322931 | INTLMIGRPIND | % intolerant migratory individuals | NARS_WQX | 7/16/2014 6:12:33 AM | EPA/841/D-13/001
322930 | INTLMIGRPTAX | % intolerant migratory taxa | NARS_WQX | 7/16/2014 6:12:33 AM | EPA/841/D-13/001
296013 | INTLMIGRPTAX | % intolerant migratory taxa | NARSTEST | 10/27/2014 1:07:19 PM | EPA/841/D-13/001
322855 | INTLNIND | Number of intolerant individuals based on TOLERANC | NARS_WQX | 7/16/2014 6:11:01 AM | EPA/841/D-13/001
295938 | INTLNIND | Number of intolerant individuals based on TOLERANC | NARSTEST | 10/27/2014 1:03:44 PM | EPA/841/D-13/001
322883 | INTLNTAX | No. of Intolerant (PTV<4) taxa | NARS_WQX | 7/16/2014 10:22:53 AM | EPA/841/D-13/001
295966 | INTLNTAX | No. of Intolerant (PTV<4) taxa | NARSTEST | 10/27/2014 6:35:11 PM | EPA/841/D-13/001
295935 | INTLPIND | % Intolerant (PTV<4) individuals | NARSTEST | 10/27/2014 6:35:11 PM | EPA/841/D-13/001
322852 | INTLPIND | % Intolerant (PTV<4) individuals | NARS_WQX | 7/16/2014 10:22:52 AM | EPA/841/D-13/001
322886 | INTLPTAX | % Intolerant (PTV<4) taxa | NARS_WQX | 7/16/2014 10:22:53 AM | EPA/841/D-13/001
295969 | INTLPTAX | % Intolerant (PTV<4) taxa | NARSTEST | 10/27/2014 6:35:12 PM | EPA/841/D-13/001
295919 | INTLRHEONTAX | Number of intolerant rheophilic taxa | NARSTEST | 10/27/2014 1:03:43 PM | EPA/841/D-13/001
322836 | INTLRHEONTAX | Number of intolerant rheophilic taxa | NARS_WQX | 7/16/2014 6:11:00 AM | EPA/841/D-13/001
322863 | INTLRHEOPIND | % intolerant rheophilic individuals | NARS_WQX | 7/16/2014 6:11:01 AM | EPA/841/D-13/001
295946 | INTLRHEOPIND | % intolerant rheophilic individuals | NARSTEST | 10/27/2014 1:03:44 PM | EPA/841/D-13/001
295949 | INTLRHEOPTAX | % intolerant rheophilic taxa | NARSTEST | 10/27/2014 1:03:44 PM | EPA/841/D-13/001
322866 | INTLRHEOPTAX | % intolerant rheophilic taxa | NARS_WQX | 7/16/2014 6:11:01 AM | EPA/841/D-13/001
17 | Intolerant Richness | Intolerant Richness | USEPA | 7/18/2008 11:58:13 AM
292765 | IntolTaxSPL | Intolerant taxa | 21ARIZ_WQX | 5/12/2016 1:20:43 AM |  |  | 0-100
121366 | INTOL_NIND_ALL | Number of Intolerant Individuals -All Transects | EMAP_GRE | 2/5/2010 11:07:48 AM
121365 | INTOL_RICH_ALL | Number of Intolerant Species - All Transects | EMAP_GRE | 2/5/2010 11:07:48 AM
121364 | INVERT_BIO_ALL | Total Invertivore Species Biomass - All Transects | EMAP_GRE | 2/5/2010 11:07:48 AM
121361 | INVERT_NIND_ALL | Number of Individual Invertivores - All Transects | EMAP_GRE | 2/5/2010 11:07:48 AM
121360 | INVERT_RICH_ALL | Number of Invertivore Species - All Transects | EMAP_GRE | 2/5/2010 11:07:48 AM
121247 | INVMLPIND | Corbicula/Dreissena % Individuals | EMAP_GRE | 2/5/2010 12:04:03 PM
121248 | INVMLPTAX | Corbicula/Dreissena % Distinct Taxa | EMAP_GRE | 2/5/2010 12:04:03 PM
121249 | INVMLRICH | Corbicula/Dreissena Distinct Taxa Richness | EMAP_GRE | 2/5/2010 12:04:03 PM
295841 | INVNTAX | Number of invertivore taxa | NARSTEST | 10/27/2014 1:03:23 PM | EPA/841/D-13/001
322758 | INVNTAX | Number of invertivore taxa | NARS_WQX | 7/16/2014 6:10:52 AM | EPA/841/D-13/001
322729 | INVPIND | % invertivore individuals | NARS_WQX | 7/16/2014 6:10:51 AM | EPA/841/D-13/001
295812 | INVPIND | % invertivore individuals | NARSTEST | 10/27/2014 1:03:23 PM | EPA/841/D-13/001
295848 | INVPTAX | % invertivore taxa | NARSTEST | 10/27/2014 1:03:23 PM | EPA/841/D-13/001
322765 | INVPTAX | % invertivore taxa | NARS_WQX | 7/16/2014 6:10:52 AM | EPA/841/D-13/001
295897 | INVPTAX_PT | Score for INVPTAX used in MMI | NARSTEST | 10/27/2014 1:03:23 PM | EPA/841/D-13/001
322814 | INVPTAX_PT | Score for INVPTAX used in MMI | NARS_WQX | 7/16/2014 6:10:52 AM | EPA/841/D-13/001
295894 | INVPTAX_RES | Residual of modeled INVPTAX used in scoring | NARSTEST | 10/27/2014 1:03:23 PM | EPA/841/D-13/001
322811 | INVPTAX_RES | Residual of modeled INVPTAX used in scoring | NARS_WQX | 7/16/2014 6:10:52 AM | EPA/841/D-13/001
164380 | IONSTR | Ionic Strength (M) | NARSTEST | 11/1/2011 11:48:21 AM
145168 | ISFAllPetIn | Freq. subplots withAllaria petiolata inside | EMAP_GRE | 2/24/2010 10:45:28 AM
145169 | ISFAllPetOut | Freq. subplots withAllaria petiolata outside | EMAP_GRE | 2/24/2010 10:45:28 AM
145170 | ISFArcLapIn | Freq. subplots withArctium lappa inside | EMAP_GRE | 2/24/2010 10:45:28 AM
145171 | ISFArcLapOut | Freq. subplots withArctium lappa outside | EMAP_GRE | 2/24/2010 10:45:28 AM
145172 | ISFAruDonIn | Freq. subplots withArundo donuts inside | EMAP_GRE | 2/24/2010 10:45:28 AM
145173 | ISFAruDonOut | Freq. subplots withArundo donuts outside | EMAP_GRE | 2/24/2010 10:45:28 AM
145174 | ISFBroTecIn | Freq. subplots withBromus tectorum inside | EMAP_GRE | 2/24/2010 10:45:28 AM
145175 | ISFBroTecOut | Freq. subplots withBromus tectorum outside | EMAP_GRE | 2/24/2010 10:45:28 AM
145176 | ISFCarDraIn | Freq. subplots withCardaria draba. inside | EMAP_GRE | 2/24/2010 10:45:28 AM
145177 | ISFCarDraOut | Freq. subplots withCardaria draba. outside | EMAP_GRE | 2/24/2010 10:45:28 AM
145178 | ISFCarNutIn | Freq. subplots withCarduus nutans inside | EMAP_GRE | 2/24/2010 10:45:28 AM
145179 | ISFCarNutOut | Freq. subplots withCarduus nutans outside | EMAP_GRE | 2/24/2010 10:45:28 AM
145180 | ISFCenSppIn | Freq. subplots withCentauria spp. inside | EMAP_GRE | 2/24/2010 10:45:28 AM
145181 | ISFCenSppOut | Freq. subplots withCentauria spp. outside | EMAP_GRE | 2/24/2010 10:45:28 AM
145182 | ISFCirArvIn | Freq. subplots withCirsium arvense inside | EMAP_GRE | 2/24/2010 10:45:28 AM
145183 | ISFCirArvOut | Freq. subplots withCirsium arvense outside | EMAP_GRE | 2/24/2010 10:45:28 AM
145184 | ISFDipFulIn | Freq. subplots withDipsacus fulonum. inside | EMAP_GRE | 2/24/2010 10:45:28 AM
145185 | ISFDipFulOut | Freq. subplots withDipsacus fulonum. outside | EMAP_GRE | 2/24/2010 10:45:28 AM
145186 | ISFElaAngIn | Freq. subplots withElaeagnus angustifolia inside | EMAP_GRE | 2/24/2010 10:45:28 AM
145187 | ISFElaAngOut | Freq. subplots withElaeagnus angustifolia outside | EMAP_GRE | 2/24/2010 10:45:28 AM
145188 | ISFEupEsuIn | Freq. subplots withEuphorbia esula. inside | EMAP_GRE | 2/24/2010 10:45:28 AM
145189 | ISFEupEsuOut | Freq. subplots withEuphorbia esula. outside | EMAP_GRE | 2/24/2010 10:45:28 AM
145190 | ISFLytSalIn | Freq. subplots withLythrum salicaria inside | EMAP_GRE | 2/24/2010 10:45:28 AM
145191 | ISFLytSalOut | Freq. subplots withLythrum salicaria outside | EMAP_GRE | 2/24/2010 10:45:28 AM
145192 | ISFNoHerbsIn | Freq. sta. without herbs in subplots | EMAP_GRE | 2/24/2010 10:45:28 AM
145193 | ISFNoHerbsOut | Freq. sta. without herbs outside subplots | EMAP_GRE | 2/24/2010 10:45:28 AM
145194 | ISFNoInvasIn | Freq. sta. without invasives in subplots | EMAP_GRE | 2/24/2010 10:45:28 AM
145195 | ISFNoInvasOut | Freq. sta. without invasives outside subplots | EMAP_GRE | 2/24/2010 10:45:28 AM
145196 | ISFNoWoodyIn | Freq. sta. without wood in subplots | EMAP_GRE | 2/24/2010 10:45:28 AM
145197 | ISFNoWoodyOut | Freq. sta. without wood outside subplots | EMAP_GRE | 2/24/2010 10:45:28 AM
145198 | ISFPhaAruIn | Freq. subplots withPhalaris arundinacea inside | EMAP_GRE | 2/24/2010 10:45:28 AM
145199 | ISFPhaAruOut | Freq. subplots withPhalaris arundinacea outside | EMAP_GRE | 2/24/2010 10:45:28 AM
145200 | ISFPolCusIn | Freq. subplots withPolygonum cuspidatum inside | EMAP_GRE | 2/24/2010 10:45:28 AM
145201 | ISFPolCusOut | Freq. subplots withPolygonum cuspidatum outside | EMAP_GRE | 2/24/2010 10:45:28 AM
145202 | ISFPolPerIn | Freq. subplots withPolygonum perfoliatum. inside | EMAP_GRE | 2/24/2010 10:45:28 AM
145203 | ISFPolPerOut | Freq. subplots withPolygonum perfoliatum. outside | EMAP_GRE | 2/24/2010 10:45:28 AM
145204 | ISFRhaCatIn | Freq. subplots withRhamnus cathartica inside | EMAP_GRE | 2/24/2010 10:45:28 AM
145205 | ISFRhaCatOut | Freq. subplots withRhamnus cathartica outside | EMAP_GRE | 2/24/2010 10:45:28 AM
145206 | ISFTamSppIn | Freq. subplots withTamarix spp. inside | EMAP_GRE | 2/24/2010 10:45:28 AM
145207 | ISFTamSppOut | Freq. subplots withTamarix spp. outside | EMAP_GRE | 2/24/2010 10:45:28 AM
145208 | ISNHerbs | Count of herbaceous invasives in reach | EMAP_GRE | 2/24/2010 10:45:28 AM
145209 | ISNNoHerbs | Count of stations without herby invasives | EMAP_GRE | 2/24/2010 10:45:28 AM
145210 | ISNNoInvas | Count of stations without any invasives | EMAP_GRE | 2/24/2010 10:45:28 AM
145211 | ISNNoWoody | Count of stations without woody invasives | EMAP_GRE | 2/24/2010 10:45:28 AM
145212 | ISNTotal | Count of woody invasives in reach | EMAP_GRE | 2/24/2010 10:45:28 AM
145213 | ISNWoody | Count of invasives in reach | EMAP_GRE | 2/24/2010 10:45:28 AM
145214 | ISXHerbs | Mean herbaceous species at a station | EMAP_GRE | 2/24/2010 10:45:28 AM
145215 | ISXHerbsIn | Mean herbaceous species inside subplots | EMAP_GRE | 2/24/2010 10:45:28 AM
145216 | ISXHerbsOut | Mean herbaceous species outside subplots | EMAP_GRE | 2/24/2010 10:45:28 AM
145217 | ISXInvas | Mean invasives at a station | EMAP_GRE | 2/24/2010 10:45:28 AM
145218 | ISXInvasIn | Mean invasives inside subplots | EMAP_GRE | 2/24/2010 10:45:28 AM
145219 | ISXInvasOut | Mean invasives outside subplots | EMAP_GRE | 2/24/2010 10:45:28 AM
145220 | ISXWoody | Mean woody species at a station | EMAP_GRE | 2/24/2010 10:45:28 AM
145221 | ISXWoodyIn | Mean woody species inside subplots | EMAP_GRE | 2/24/2010 10:45:28 AM
145222 | ISXWoodyOut | Mean woody species outside subplots | EMAP_GRE | 2/24/2010 10:45:28 AM
121449 | Jdmaxmed | median_JD_max | EMAP_GRE | 4/5/2010 10:08:17 AM
121450 | Jdminmed | median_JD_min | EMAP_GRE | 4/5/2010 10:08:17 AM
164431 | KBI-N | KBI-N | 21KAN001_WQX | 2/6/2018 5:28:41 PM
323251 | LabAnalytes | Lab Analytes Sample Collected | NARS_WQX | 11/3/2014 10:51:30 PM | EPA/620/R-01/003
322557 | LabAnalytes | Lab Analytes Sample Collected | NARSTEST | 9/25/2014 1:29:02 PM | EPA/620/R-01/003
56244 | LAKEAREA | Lake polygon area (km^2) from NHD | NARSTEST | 3/16/2010 11:12:08 AM
293964 | LAKEAREA | Lake polygon area (km^2) from NHD | NARS_WQX | 7/6/2012 5:34:47 PM | EPA 841-R-09-001a; http://water.epa.gov/type/lakes/upload/nla_technical_appendix.pdf
229 | LAKECHAR | Lake Characterization | MDEQ_WQ_WQX | 12/3/2009 2:46:54 PM
56245 | LAKEPERIM | Lake polygon perimeter (km) from NHD | NARSTEST | 3/16/2010 11:12:08 AM
293965 | LAKEPERIM | Lake polygon perimeter (km) from NHD | NARS_WQX | 7/6/2012 5:34:47 PM | EPA 841-R-09-001a; http://water.epa.gov/type/lakes/upload/nla_technical_appendix.pdf
294095 | LAKE_LEVEL | Lake level changes (Yes/No) | NARS_WQX | 7/6/2012 6:16:30 PM | EPA 841-R-09-001a; http://water.epa.gov/type/lakes/upload/nla_technical_appendix.pdf
164332 | LAKE_LEVEL | Lake level changes (Yes/No) | NARSTEST | 2/22/2012 5:29:06 PM | EPA 841-R-09-001a; http://water.epa.gov/type/lakes/upload/nla_technical_appendix.pdf
293961 | LAKE_ORIGIN | Lake origin (MAN-MADE, NATURAL [which includes nat | NARS_WQX | 7/6/2012 5:34:46 PM
56242 | LAKE_ORIGIN | Lake origin (MAN-MADE, NATURAL [which includes nat | NARSTEST | 3/16/2010 11:12:08 AM
294018 | LANDUSE_KM2_BSN | Total basin in NLCD Class or missing | NARS_WQX | 8/20/2013 4:49:01 PM | EPA 841-R-09-001a; http://water.epa.gov/type/lakes/upload/nla_technical_appendix.pdf
13285 | LANDUSE_KM2_BSN | Total basin in NLCD Class or missing | NARSTEST | 3/17/2016 2:37:22 PM | EPA 841-R-09-001a; http://water.epa.gov/type/lakes/upload/nla_technical_appendix.pdf
294142 | LANDUSE_KM2_BUFR | Total buffer area with NLCD, including missing | NARS_WQX | 8/28/2013 2:44:32 PM | EPA 841-R-09-001a; http://water.epa.gov/type/lakes/upload/nla_technical_appendix.pdf
13339 | LANDUSE_KM2_BUFR | Total buffer area with NLCD, including missing | NARSTEST | 3/18/2016 8:06:06 PM | EPA 841-R-09-001a; http://water.epa.gov/type/lakes/upload/nla_technical_appendix.pdf
293642 | LBRP | Left Bank Vegetative Protection | URWA | 2/7/2012 1:10:15 PM
293692 | LBRP | Left Bank Vegetative Protection | GSWA | 2/8/2012 10:52:25 AM
293705 | LBRP | Left Bank Vegetative Protection | SBMWA | 2/14/2012 5:13:19 PM
293626 | LB_STA | Left Bank Stability | SBWA | 2/7/2012 1:09:51 PM
293712 | LB_STA | Left Bank Stability | SBMWA | 2/14/2012 5:14:59 PM
293680 | LB_STA | Left Bank Stability | GSWA | 2/8/2012 10:51:47 AM
293643 | LB_STA | Left Bank Stability | URWA | 2/7/2012 1:10:15 PM
317216 | LDCBF_G08 | Log10(Streambed Critical Diameter-at Bankfull -- m | NARSTEST | 11/25/2013 12:39:36 PM | EPA/841/D-13/001
322484 | LDCBF_G08 | Log10(Streambed Critical Diameter-at Bankfull -- m | NARS_WQX | 7/15/2014 9:42:33 PM | EPA/841/D-13/001
293396 | LDFL | presence of landfill or trash (O,P,C,B) | NARSTEST | 2/23/2012 6:42:01 PM | EPA/620/R-99/003; http://www.epa.gov/emap2/html/pubs/docs/groupdocs/surfwatr/field/phyhab.html
293902 | LDFL | presence of landfill or trash (O,P,C,B) | NARS_WQX | 3/28/2012 1:00:09 AM | EPA/620/R-99/003; http://www.epa.gov/emap2/html/pubs/docs/groupdocs/surfwatr/field/phyhab.html
322497 | LDMB_BW5 | Log10(Streambed Critical Diameter-at Bankfull - mm | NARS_WQX | 7/15/2014 9:42:33 PM | EPA/841/D-13/001
317229 | LDMB_BW5 | Log10(Streambed Critical Diameter-at Bankfull - mm | NARSTEST | 11/25/2013 12:39:36 PM | EPA/841/D-13/001
323379 | Leech | Leech | WQXTEST | 5/12/2016 6:29:26 AM |  | A= 1-9, B=10-99, C=>100 | A, B, C
323626 | Left Bank Vegetation | 2nd HA Left Bank Vegetation | PICURIS_PUEBLO | 2/28/2019 5:20:20 PM |  |  | 10-0
323442 | LEPIDOPTERA%Comp | % COMPOSITION OF LEPIDOPTERA | PICURIS_PUEBLO | 10/17/2018 7:20:48 AM
164333 | LEVEL_CHANGES | Elevation change (m) | NARSTEST | 2/22/2012 5:29:06 PM | EPA 841-R-09-001a; http://water.epa.gov/type/lakes/upload/nla_technical_appendix.pdf
294096 | LEVEL_CHANGES | Elevation change (m) | NARS_WQX | 7/6/2012 6:16:30 PM | EPA 841-R-09-001a; http://water.epa.gov/type/lakes/upload/nla_technical_appendix.pdf
158 | LG010-FPTRBP | LG_Banks Stability | FORTPECK | 10/6/2014 5:31:53 PM | LG010-FPTRBP
189 | LG020-FPTRBP | LG_Bank Stability (LB) | FORTPECK | 1/5/2017 1:25:25 AM | LG020-FPTRBP
190 | LG030-FPTRBP | LG_Bank Stability (RB) | FORTPECK | 1/5/2017 1:25:25 AM | LG030-FPTRBP
159 | LG040-FPTRBP | LG_Sediment Deposition | FORTPECK | 1/5/2017 1:25:25 AM | LG040-FPTRBP
160 | LG050-FPTRBP | LG_Epifaunal Sub/Avail Cover | FORTPECK | 1/5/2017 1:25:25 AM | LG050-FPTRBP
161 | LG060-FPTRBP | LG_Channel Alteration | FORTPECK | 1/5/2017 1:25:25 AM | LG060-FPTRBP
162 | LG070-FPTRBP | LG_Channel Flow Status | FORTPECK | 1/5/2017 1:25:25 AM | LG070-FPTRBP
185 | LG080-FPTRBP | LG_Channel Sinuosity | FORTPECK | 1/5/2017 1:25:25 AM | LG080-FPTRBP
163 | LG090-FPTRBP | LG_Embeddedness | FORTPECK | 1/5/2017 1:25:25 AM | LG090-FPTRBP
153 | LG100-FPTRBP | LG_Riffle/Pool Run/Bend Ratio | FORTPECK | 10/6/2014 5:31:53 PM | LG100-FPTRBP
186 | LG110-FPTRBP | LG_Riparian Veg Zone W (LB) | FORTPECK | 1/5/2017 1:25:25 AM | LG110-FPTRBP
187 | LG120-FPTRBP | LG_Riparian Veg Zone W (RB) | FORTPECK | 1/5/2017 1:25:25 AM | LG120-FPTRBP
154 | LG13-FPTRBP | LG_Streamside Cover | FORTPECK | 10/6/2014 5:31:53 PM | LG13-FPTRBP
155 | LG14-FPTRBP | LG_Bank Vegetative Protection | FORTPECK | 10/6/2014 5:31:53 PM | LG14-FPTRBP
188 | LG15-FPTRBP | LG_Vegetative Protection (LB) | FORTPECK | 1/5/2017 1:25:25 AM | LG15-FPTRBP
191 | LG16-FPTRBP | LG_Vegetative Protection (RB) | FORTPECK | 1/5/2017 1:25:25 AM | LG16-FPTRBP
156 | LG17-FPTRBP | LG_Vel/Depth Combinations | FORTPECK | 1/5/2017 1:25:25 AM | LG17-FPTRBP
157 | LG18-FPTRBP | LG_RBP, Hab Assess Tot Score | FORTPECK | 1/5/2017 1:25:26 AM | LG18-FPTRBP
210 | LGGP01-FPTRBP | LGGP_Bank Stability | FORTPECK | 1/5/2017 1:25:26 AM | LGGP01-FPTRBP
196 | LGGP02-FPTRBP | LGGP_Bank Stability (LB) | FORTPECK | 1/5/2017 1:25:25 AM | LGGP02-FPTRBP
192 | LGGP03-FPTRBP | LGGP_Bank Stability (RB) | FORTPECK | 1/5/2017 1:25:25 AM | LGGP03-FPTRBP
193 | LGGP04-FPTRBP | LGGP_Sediment Depostion | FORTPECK | 1/5/2017 1:25:25 AM | LGGP04-FPTRBP
194 | LGGP05-FPTRBP | LGGP_Epifaunal Sub/Avail Cover | FORTPECK | 1/5/2017 1:25:25 AM | LGGP05-FPTRBP
195 | LGGP06-FPTRBP | LGGP_Channel Alteration | FORTPECK | 1/5/2017 1:25:25 AM | LGGP06-FPTRBP
197 | LGGP07-FPTRBP | LGGP_Channel Flow Status | FORTPECK | 1/5/2017 1:25:25 AM | LGGP07-FPTRBP
198 | LGGP08-FPTRBP | LGGP_Channel Sinuosity | FORTPECK | 1/5/2017 1:25:25 AM | LGGP08-FPTRBP
211 | LGGP09-FPTRBP | LGGP_Embeddedness | FORTPECK | 1/5/2017 1:25:27 AM | LGGP09-FPTRBP
227 | LGGP10-FPTRBP | LGGP_Frequency of Riffles | FORTPECK | 10/6/2014 5:36:19 PM | LGGP10-FPTRBP
206 | LGGP11-FPTRBP | LGGP_Grazing/Disruptive Press | FORTPECK | 1/5/2017 1:25:26 AM | LGGP11-FPTRBP
207 | LGGP12-FPTRBP | LGGP_Instream Cover (Fish) | FORTPECK | 1/5/2017 1:25:26 AM | LGGP12-FPTRBP
199 | LGGP13-FPTRBP | LGGP_Pool Substrate Char | FORTPECK | 1/5/2017 1:25:25 AM | LGGP13-FPTRBP
200 | LGGP14-FPTRBP | LGGP_Pool Variability | FORTPECK | 1/5/2017 1:25:25 AM | LGGP14-FPTRBP
208 | LGGP15-FPTRBP | LGGP_Riparian Veg Zone W (LBS) | FORTPECK | 1/5/2017 1:25:26 AM | LGGP15-FPTRBP
201 | LGGP16-FPTRBP | LGGP_Riparian Veg Zone W (LB) | FORTPECK | 1/5/2017 1:25:25 AM | LGGP16-FPTRBP
202 | LGGP17-FPTRBP | LGGP_Riparian Veg Zone W (RB) | FORTPECK | 1/5/2017 1:25:25 AM | LGGP17-FPTRBP
209 | LGGP18-FPTRBP | LGGP_Bank Veg Protection | FORTPECK | 1/5/2017 1:25:26 AM | LGGP18-FPTRBP
203 | LGGP19-FPTRBP | LGGP_Veg Protection (LB) | FORTPECK | 1/5/2017 1:25:25 AM | LGGP19-FPTRBP
204 | LGGP20-FPTRBP | LGGP_Veg Protection (RB) | FORTPECK | 1/5/2017 1:25:25 AM | LGGP20-FPTRBP
212 | LGGP21-FPTRBP | LGGP_Vel/DepthCombinations | FORTPECK | 1/5/2017 1:25:27 AM | LGGP21-FPTRBP
205 | LGGP22-FPTRBP | LGGP_RBP, Habitat Assess Total | FORTPECK | 1/5/2017 1:25:25 AM | LGGP22-FPTRBP
178 | LGRR01-FPTRBP | LGRR_Bank Stability | FORTPECK | 10/6/2014 5:31:58 PM | LGRR01-FPTRBP
150 | LGRR02-FPTRBP | LGRR_Bank Stability (LB) | FORTPECK | 8/29/2018 9:38:02 AM | LGRR02-FPTRBP
151 | LGRR03-FPTRBP | LGRR_Bank Stability (RB) | FORTPECK | 8/29/2018 9:38:02 AM | LGRR03-FPTRBP
179 | LGRR04-FPTRBP | LGRR_Benthic Substrate Rep | FORTPECK | 10/6/2014 5:31:58 PM | LGRR04-FPTRBP
142 | LGRR05-FPTRBP | LGRR_Sediment Deposition | FORTPECK | 8/29/2018 9:38:02 AM | LGRR05-FPTRBP
143 | LGRR06-FPTRBP | LGRR_Epifaunal Sub/Avail Cover | FORTPECK | 8/29/2018 9:38:02 AM | LGRR06-FPTRBP
144 | LGRR07-FPTRBP | LGRR_Channel Alteration | FORTPECK | 8/29/2018 9:38:02 AM | LGRR07-FPTRBP
145 | LGRR08-FPTRBP | LGRR_Channel Flow Status | FORTPECK | 8/29/2018 9:38:02 AM | LGRR08-FPTRBP
146 | LGRR09-FPTRBP | LGRR_Embeddedness | FORTPECK | 8/29/2018 9:38:02 AM | LGRR09-FPTRBP
147 | LGRR10-FPTRBP | LGRR_Frequency of Riffles | FORTPECK | 8/29/2018 9:38:02 AM | LGRR10-FPTRBP
180 | LGRR11-FPTRBP | LGRR_Grazing/'Disruptive Press | FORTPECK | 10/6/2014 5:31:58 PM | LGRR11-FPTRBP
148 | LGRR12-FPTRBP | LGGR_Instream Cover (Fish) | FORTPECK | 8/29/2018 9:38:02 AM | LGRR12-FPTRBP
181 | LGRR13-FPTRBP | LGRR_Riffle/PoolRun/Bend Ratio | FORTPECK | 10/6/2014 5:31:58 PM | LGRR13-FPTRBP
182 | LGRR14-FPTRBP | LGRR_Riparian Veg Zone W (LBS) | FORTPECK | 10/6/2014 5:31:58 PM | LGRR14-FPTRBP
149 | LGRR15-FPTRBP | LGRR_Riparian Veg Zone W (LB) | FORTPECK | 8/29/2018 9:38:02 AM | LGRR15-FPTRBP
139 | LGRR16-FPTRBP | LGRR_Riparian Zone W (RB) | FORTPECK | 8/29/2018 9:38:02 AM | LGRR16-FPTRBP
183 | LGRR17-FPTRBP | LGRR_Bank Veg Protection | FORTPECK | 10/6/2014 5:31:58 PM | LGRR17-FPTRBP
140 | LGRR18-FPTRBP | LGRR_Veg Protection (LB) | FORTPECK | 8/29/2018 9:38:02 AM | LGRR18-FPTRBP
141 | LGRR19-FPTRBP | LGRR_Veg Protection (RB) | FORTPECK | 8/29/2018 9:38:02 AM | LGRR19-FPTRBP
184 | LGRR20-FPTRBP | LGRR_Vel/Depth Combinations | FORTPECK | 10/6/2014 5:31:58 PM | LGRR20-FPTRBP
152 | LGRR21-FPTRBP | LGRR_RBP, Hab Assess Tot Score | FORTPECK | 8/29/2018 9:38:02 AM | LGRR21-FPTRBP
323571 | LIMPETS | Limpets | 11NPSWRD_WQX | 10/15/2018 5:16:26 PM |  |  | 0 - 100
323582 | LIMPETS/ON/MYTI_CALI | Limpets on Mytilus californian | 11NPSWRD_WQX | 10/15/2018 5:16:39 PM |  |  | 0 - 100
322744 | LITHNTAX | No. lithophilic taxa | NARS_WQX | 7/16/2014 6:10:52 AM | EPA/841/D-13/001
295827 | LITHNTAX | No. lithophilic taxa | NARSTEST | 10/27/2014 1:03:23 PM | EPA/841/D-13/001
121371 | LITHO_BIO_ALL | Total Lithophil Species Biomass - All Transects | EMAP_GRE | 2/5/2010 11:07:48 AM
121369 | LITHO_NIND_ALL | Number of Individual Lithophils - All Transects | EMAP_GRE | 2/5/2010 11:07:48 AM
121368 | LITHO_RICH_ALL | Number of Lithophil Species - All Transects | EMAP_GRE | 2/5/2010 11:07:48 AM
295851 | LITHPIND | % lithophilic individuals | NARSTEST | 10/27/2014 1:03:23 PM | EPA/841/D-13/001
322768 | LITHPIND | % lithophilic individuals | NARS_WQX | 7/16/2014 6:10:52 AM | EPA/841/D-13/001
295903 | LITHPIND_PT | Score for LITHPIND used in MMI | NARSTEST | 10/27/2014 1:03:23 PM | EPA/841/D-13/001
322820 | LITHPIND_PT | Score for LITHPIND used in MMI | NARS_WQX | 7/16/2014 6:10:52 AM | EPA/841/D-13/001
295898 | LITHPIND_RES | Residual of modeled LITHPIND used in scoring | NARSTEST | 10/27/2014 1:03:23 PM | EPA/841/D-13/001
322815 | LITHPIND_RES | Residual of modeled LITHPIND used in scoring | NARS_WQX | 7/16/2014 6:10:52 AM | EPA/841/D-13/001
295856 | LITHPTAX | % lithophilic taxa | NARSTEST | 10/27/2014 1:03:23 PM | EPA/841/D-13/001
322773 | LITHPTAX | % lithophilic taxa | NARS_WQX | 7/16/2014 6:10:52 AM | EPA/841/D-13/001
317268 | LITSB12_FN | Littoral Dominant or Subdominant % Substrate Fines | NARSTEST | 11/25/2013 12:40:37 PM | EPA/841/D-13/001
322533 | LITSB12_FN | Littoral Dominant or Subdominant % Substrate Fines | NARS_WQX | 7/15/2014 9:44:31 PM | EPA/841/D-13/001
317267 | LITSB12_SF | Littoral Dom. or Subdom. % Substrate Sand or Fines | NARSTEST | 11/25/2013 12:40:37 PM | EPA/841/D-13/001
322532 | LITSB12_SF | Littoral Dom. or Subdom. % Substrate Sand or Fines | NARS_WQX | 7/15/2014 9:44:30 PM | EPA/841/D-13/001
317273 | LITSB1_FN | Littoral Dominant % Substrate Fines (<0.06mm) | NARSTEST | 11/25/2013 12:40:37 PM | EPA/841/D-13/001
322538 | LITSB1_FN | Littoral Dominant % Substrate Fines (<0.06mm) | NARS_WQX | 7/15/2014 9:44:31 PM | EPA/841/D-13/001
317269 | LITSB1_SF | Littoral Dominant % Substrate Sand or Fines (<2.0m | NARSTEST | 11/25/2013 12:40:37 PM | EPA/841/D-13/001
322534 | LITSB1_SF | Littoral Dominant % Substrate Sand or Fines (<2.0m | NARS_WQX | 7/15/2014 9:44:31 PM | EPA/841/D-13/001
322537 | LITSB1_SFGF | Littoral Dominant % Substrate <16mm diameter | NARS_WQX | 7/15/2014 9:44:31 PM | EPA/841/D-13/001
317272 | LITSB1_SFGF | Littoral Dominant % Substrate <16mm diameter | NARSTEST | 11/25/2013 12:40:37 PM | EPA/841/D-13/001
293709 | LITTER_CONCENT | Litter Concentration | SBMWA | 2/14/2012 5:13:57 PM
293657 | LITTER_CONCENT | Litter Concentration | URWA | 2/7/2012 1:10:17 PM
164334 | Littoral_cover | Littoral cover metric score: physical habitat data | EMAP_GRE | 4/1/2010 8:46:45 AM
296190 | LIVE_BOTTLE | Estimated live diatom cells in entire bottle | NARSTEST | 10/28/2014 12:01:14 AM | EPA/841/D-13/001
322722 | LIVE_BOTTLE | Estimated live diatom cells in entire bottle | NARS_WQX | 7/16/2014 3:46:42 AM | EPA/841/D-13/001
322724 | LIVE_CELLS_CNTD | Live diatom cells counted in live-dead count | NARS_WQX | 7/16/2014 3:46:42 AM | EPA/841/D-13/001
296192 | LIVE_CELLS_CNTD | Live diatom cells counted in live-dead count | NARSTEST | 10/28/2014 12:01:14 AM | EPA/841/D-13/001
145442 | LMCVDepth | CV of littoral depth, shore to 30 m | EMAP_GRE | 3/16/2010 11:23:58 AM
145443 | LMCVDepthPri | CV of littoral depth, shore to 30 m, pri transect | EMAP_GRE | 3/16/2010 11:23:58 AM
145444 | LMCVDepthSec | CV of littoral depth, shore to 30 m, 2nd transect | EMAP_GRE | 3/16/2010 11:23:58 AM
145445 | LMCVSlope | CV of % littoral slope, shore to 30 m | EMAP_GRE | 3/16/2010 11:23:58 AM
145446 | LMCVSlopePri | CV of % littoral slope, shore to 30 m, pri transct | EMAP_GRE | 3/16/2010 11:23:58 AM
145447 | LMCVSlopeSec | CV of % littoral slope, shore to 30 m, 2nd transct | EMAP_GRE | 3/16/2010 11:23:58 AM
145448 | LMXDepth | Mean littoral depth shore to 30 m | EMAP_GRE | 3/16/2010 11:23:58 AM
145449 | LMXDepthPri | Mean littoral depth shore to 30 m, primary transct | EMAP_GRE | 3/16/2010 11:23:58 AM
145450 | LMXDepthSec | Mean littoral depth shore to 30 m, 2nd transect | EMAP_GRE | 3/16/2010 11:23:58 AM
145451 | LMXSlope | Mean % littoral slope, shore to 30 m | EMAP_GRE | 3/16/2010 11:23:58 AM
145452 | LMXSlopePri | Mean % littoral slope, shore to 30 m, pri transect | EMAP_GRE | 3/16/2010 11:23:58 AM
145453 | LMXSlopeSec | Mean % littoral slope, shore to 30 m, 2nd transect | EMAP_GRE | 3/16/2010 11:23:58 AM
293774 | LOC_VER | Site Verified by Local Contact (Y/N) | NARSTEST | 2/23/2012 7:26:02 PM | EPA/620/R-99/003; http://www.epa.gov/emap2/html/pubs/docs/groupdocs/surfwatr/field/phyhab.html
293927 | LOC_VER | Site Verified by Local Contact (Y/N) | NARS_WQX | 3/29/2012 5:58:56 PM | EPA/620/R-99/003; http://www.epa.gov/emap2/html/pubs/docs/groupdocs/surfwatr/field/phyhab.html
293909 | LOG | presence of logging operations (O,P,C,B) | NARS_WQX | 3/28/2012 1:00:10 AM | EPA/620/R-99/003; http://www.epa.gov/emap2/html/pubs/docs/groupdocs/surfwatr/field/phyhab.html
293403 | LOG | presence of logging operations (O,P,C,B) | NARSTEST | 2/23/2012 6:42:02 PM | EPA/620/R-99/003; http://www.epa.gov/emap2/html/pubs/docs/groupdocs/surfwatr/field/phyhab.html
295883 | LOTNTAX | Number of lotic taxa | NARSTEST | 10/27/2014 1:03:23 PM | EPA/841/D-13/001
322800 | LOTNTAX | Number of lotic taxa | NARS_WQX | 7/16/2014 6:10:52 AM | EPA/841/D-13/001
295818 | LOTPIND | % lotic individuals | NARSTEST | 10/27/2014 1:03:23 PM | EPA/841/D-13/001
322735 | LOTPIND | % lotic individuals | NARS_WQX | 7/16/2014 6:10:51 AM | EPA/841/D-13/001
295884 | LOTPTAX | % lotic taxa | NARSTEST | 10/27/2014 1:03:23 PM | EPA/841/D-13/001
322801 | LOTPTAX | % lotic taxa | NARS_WQX | 7/16/2014 6:10:52 AM | EPA/841/D-13/001
322950 | LOTPTAX_PT | Score for LOTPTAX used in MMI | NARS_WQX | 7/16/2014 6:20:53 AM | EPA/841/D-13/001
296033 | LOTPTAX_PT | Score for LOTPTAX used in MMI | NARSTEST | 10/27/2014 1:23:49 PM | EPA/841/D-13/001
323547 | LOTTIA_GIGANTEA | Lottia gigantea | 11NPSWRD_WQX | 10/15/2018 5:16:26 PM |  |  | 0 - 100
121451 | LowPulCtmed | median_low pulse count | EMAP_GRE | 4/5/2010 10:08:17 AM
121452 | LowPulDurmed | median_low pulse duration | EMAP_GRE | 4/5/2010 10:08:17 AM
322451 | low_do_bool | Low DO | EPA_OCMA_R4 | 5/30/2014 12:10:55 PM | EPA Contract No. 68-C8-0105
322396 | low_do_bool | Low DO | BETA_OCMA | 1/28/2014 12:47:15 PM | EPA Contract No. 68-C8-0105
317211 | LRBS_BW5 | Log10(Relative Bed Stability (Dgm/Dcb) (PRK 1999) | NARSTEST | 11/25/2013 12:39:36 PM | EPA/841/D-13/001
322479 | LRBS_BW5 | Log10(Relative Bed Stability (Dgm/Dcb) (PRK 1999) | NARS_WQX | 7/15/2014 9:42:32 PM | EPA/841/D-13/001
322478 | LRBS_G08 | Log10(Relative Bed Stability (Dgm/Dcb) (PRK 2008) | NARS_WQX | 7/15/2014 9:42:32 PM | EPA/841/D-13/001
317210 | LRBS_G08 | Log10(Relative Bed Stability (Dgm/Dcb) (PRK 2008) | NARSTEST | 11/25/2013 12:39:36 PM | EPA/841/D-13/001
322489 | LSUB_DMM | Log10(Dgm--Geometric Mean Bed Surface Particle Dia | NARS_WQX | 7/15/2014 9:42:33 PM | EPA/841/D-13/001
317221 | LSUB_DMM | Log10(Dgm--Geometric Mean Bed Surface Particle Dia | NARSTEST | 11/25/2013 12:39:36 PM | EPA/841/D-13/001
322502 | LSUB_DMM_NOR | Log10(Dgm--Geom.Mean Bed Surf.Part Diam,exclud Bdr | NARS_WQX | 7/15/2014 9:42:33 PM | EPA/841/D-13/001
317234 | LSUB_DMM_NOR | Log10(Dgm--Geom.Mean Bed Surf.Part Diam,exclud Bdr | NARSTEST | 11/25/2013 12:39:36 PM | EPA/841/D-13/001
145454 | LTFAsh | Legacy ash frequency | EMAP_GRE | 3/5/2010 12:12:54 PM
145455 | LTFBroadleaf | Legacy broadleaf frequency | EMAP_GRE | 3/5/2010 12:12:54 PM
145456 | LTFConifer | Legacy conifer frequency | EMAP_GRE | 3/5/2010 12:12:54 PM
145457 | LTFCottonwood | Legacy cottonwood frequency | EMAP_GRE | 3/5/2010 12:12:54 PM
145458 | LTFDeciduous | Legacy deciduous frequency | EMAP_GRE | 3/5/2010 12:12:54 PM
145459 | LTFMaple | Legacy maple frequency | EMAP_GRE | 3/5/2010 12:12:54 PM
145460 | LTFNone | Legacy not present frequency | EMAP_GRE | 3/5/2010 12:12:54 PM
145461 | LTFOther | Legacy other frequency | EMAP_GRE | 3/5/2010 12:12:54 PM
145462 | LTFPine | Legacy pine frequency | EMAP_GRE | 3/5/2010 12:12:54 PM
293733 | LTFRACL | Legacy fraction of reach trees >= large | NARSTEST | 2/23/2012 12:41:25 PM
293890 | LTFRACL | Legacy fraction of reach trees >= large | NARS_WQX | 3/27/2012 5:28:02 PM
293732 | LTFRACM | Legacy fraction of reach trees >= medium | NARSTEST | 2/23/2012 12:41:25 PM
293889 | LTFRACM | Legacy fraction of reach trees >= medium | NARS_WQX | 3/27/2012 5:28:02 PM
293888 | LTFRACS | Legacy fraction of reach trees >= small | NARS_WQX | 3/27/2012 5:28:02 PM
293731 | LTFRACS | Legacy fraction of reach trees >= small | NARSTEST | 2/23/2012 12:41:25 PM
293734 | LTFRACX | Legacy fraction of reach trees >= Xlarge | NARSTEST | 2/23/2012 12:41:25 PM
293891 | LTFRACX | Legacy fraction of reach trees >= Xlarge | NARS_WQX | 3/27/2012 5:28:02 PM
145463 | LTFSnag | Legacy snag frequency | EMAP_GRE | 3/5/2010 12:12:54 PM
145464 | LTFSycamore | Legacy sycamore frequency | EMAP_GRE | 3/5/2010 12:12:54 PM
145465 | LTFUnkCon | Legacy unknown conifer frequency | EMAP_GRE | 3/5/2010 12:12:54 PM
145466 | LTFUnkDec | Legacy unknown deciduous frequency | EMAP_GRE | 3/5/2010 12:12:54 PM
145467 | LTFUnknown | Legacy unknown frequency | EMAP_GRE | 3/5/2010 12:12:54 PM
145468 | LTFWillow | Legacy willow frequency | EMAP_GRE | 3/5/2010 12:12:54 PM
293725 | LTMDDIST | Legacy mean dist of trees >= median size | NARSTEST | 2/23/2012 12:41:25 PM
293882 | LTMDDIST | Legacy mean dist of trees >= median size | NARS_WQX | 3/27/2012 5:28:02 PM
293883 | LTMDDOM | Legacy dominant sp. >= median size | NARS_WQX | 3/27/2012 5:28:02 PM
293726 | LTMDDOM | Legacy dominant sp. >= median size | NARSTEST | 2/23/2012 12:41:25 PM
293728 | LTMDDOMN | Legacy dominant sp. count | NARSTEST | 2/23/2012 12:41:25 PM
293885 | LTMDDOMN | Legacy dominant sp. count | NARS_WQX | 3/27/2012 5:28:02 PM
293884 | LTMDSUB | Legacy subdominant sp. >= median size | NARS_WQX | 3/27/2012 5:28:02 PM
293727 | LTMDSUB | Legacy subdominant sp. >= median size | NARSTEST | 2/23/2012 12:41:25 PM
293729 | LTMDSUBN | Legacy subdominant sp. count | NARSTEST | 2/23/2012 12:41:25 PM
293886 | LTMDSUBN | Legacy subdominant sp. count | NARS_WQX | 3/27/2012 5:28:02 PM
293881 | LTMXCNT | Legacy number of largest trees | NARS_WQX | 3/27/2012 5:28:02 PM
293724 | LTMXCNT | Legacy number of largest trees | NARSTEST | 2/23/2012 12:41:25 PM
293721 | LTMXDBH | Legacy largest tree dbh | NARSTEST | 2/23/2012 12:41:24 PM
293878 | LTMXDBH | Legacy largest tree dbh | NARS_WQX | 3/27/2012 5:28:02 PM
293720 | LTMXDIST | Legacy largest tree distance | NARSTEST | 2/23/2012 12:41:24 PM
293877 | LTMXDIST | Legacy largest tree distance | NARS_WQX | 3/27/2012 5:28:02 PM
293723 | LTMXHT | Legacy largest tree height | NARSTEST | 2/23/2012 12:41:24 PM
293880 | LTMXHT | Legacy largest tree height | NARS_WQX | 3/27/2012 5:28:02 PM
293879 | LTMXSIZE | Legacy largest tree size class (SMLX) | NARS_WQX | 7/15/2014 9:42:32 PM | EPA/841/D-13/001
293722 | LTMXSIZE | Legacy largest tree size class (SMLX) | NARSTEST | 11/25/2013 12:39:36 PM | EPA/841/D-13/001
293719 | LTMXSPP | Legacy largest tree species | NARSTEST | 11/25/2013 12:39:36 PM | EPA/841/D-13/001
293876 | LTMXSPP | Legacy largest tree species | NARS_WQX | 7/15/2014 9:42:33 PM | EPA/841/D-13/001
293887 | LTSPLIST | Legacy tree species list, comma delim. | NARS_WQX | 3/27/2012 5:28:02 PM
293730 | LTSPLIST | Legacy tree species list, comma delim. | NARSTEST | 2/23/2012 12:41:25 PM
145469 | LTXDBH | Mean DBH legacy tree | EMAP_GRE | 3/5/2010 12:12:54 PM
145470 | LTXHeight | Mean height legacy tree | EMAP_GRE | 3/5/2010 12:12:54 PM
293258 | LU_001 | LU - Agricultural Feed Lots | NJDEP_AMERICORPS | 2/14/2019 12:45:51 PM
293259 | LU_002 | LU - Athletic Fields | NJDEP_AMERICORPS | 2/14/2019 12:45:50 PM
293260 | LU_003 | LU - Camping | NJDEP_AMERICORPS | 2/14/2019 12:45:57 PM
293261 | LU_004 | LU - Cemetery | NJDEP_AMERICORPS | 2/14/2019 12:46:10 PM
293262 | LU_005 | LU - Commercial | NJDEP_AMERICORPS | 2/14/2019 12:45:50 PM
293263 | LU_006 | LU - Construction | NJDEP_AMERICORPS | 2/14/2019 12:45:50 PM
293264 | LU_007 | LU - Cropland | NJDEP_AMERICORPS | 2/14/2019 12:45:50 PM
293265 | LU_008 | LU - Dumping | NJDEP_AMERICORPS | 2/14/2019 12:45:50 PM
293266 | LU_009 | LU - Golfing, Resorts | NJDEP_AMERICORPS | 2/14/2019 12:45:51 PM
293267 | LU_010 | LU - Hiking / Paths | NJDEP_AMERICORPS | 2/14/2019 12:45:50 PM
293268 | LU_011 | LU - Horse Trails | NJDEP_AMERICORPS | 2/14/2019 12:45:54 PM
293269 | LU_012 | LU - Inactive Fields | NJDEP_AMERICORPS | 2/14/2019 12:45:50 PM
293270 | LU_013 | LU - Industrial Plants | NJDEP_AMERICORPS | 3/5/2018 10:26:29 PM
293271 | LU_014 | LU - Livestock Use | NJDEP_AMERICORPS | 2/14/2019 12:45:51 PM
293272 | LU_015 | LU - Maintained Lawns | NJDEP_AMERICORPS | 2/14/2019 12:45:50 PM
293273 | LU_016 | LU - Marinas | NJDEP_AMERICORPS | 2/14/2019 12:45:57 PM
293274 | LU_017 | LU - Mines/ Quarries | NJDEP_AMERICORPS | 2/14/2019 12:46:04 PM
293275 | LU_018 | LU - Orchards | NJDEP_AMERICORPS | 2/14/2019 12:45:55 PM
293276 | LU_019 | LU - Other | NJDEP_AMERICORPS | 3/5/2018 8:56:03 PM
293277 | LU_020 | LU - Parking Lots | NJDEP_AMERICORPS | 2/14/2019 12:45:50 PM
293278 | LU_021 | LU - Pasture | NJDEP_AMERICORPS | 2/14/2019 12:45:51 PM
293279 | LU_022 | LU - Preserved Open Space | NJDEP_AMERICORPS | 2/14/2019 12:45:50 PM
293280 | LU_023 | LU - Recycling/ Waste Facility | NJDEP_AMERICORPS | 2/14/2019 12:45:55 PM
293281 | LU_024 | LU - Residences | NJDEP_AMERICORPS | 2/14/2019 12:45:50 PM
293282 | LU_025 | LU - Residential Pets / Pet Waste | NJDEP_AMERICORPS | 2/14/2019 12:45:50 PM
293283 | LU_026 | LU - Roads Paved | NJDEP_AMERICORPS | 2/14/2019 12:45:50 PM
293284 | LU_027 | LU - Roads Unpaved | NJDEP_AMERICORPS | 2/14/2019 12:45:50 PM
293285 | LU_028 | LU - Sewage Treatment | NJDEP_AMERICORPS | 2/14/2019 12:46:00 PM
293286 | LU_029 | LU - Stormwater Basin | NJDEP_AMERICORPS | 2/14/2019 12:45:50 PM
293287 | LU_030 | LU - Swimming / Fishing / Canoeing / Boating | NJDEP_AMERICORPS | 2/14/2019 12:45:50 PM
293288 | LU_031 | LU - Waterfowl (approx. #) | NJDEP_AMERICORPS | 6/2/2017 4:44:14 PM
293289 | LU_032 | LU - Wetlands | NJDEP_AMERICORPS | 2/14/2019 12:45:50 PM
317213 | LWDEQVOLM100 | Wood Vol (m3) per 100m channel (Wadeable=V2; Boata | NARSTEST | 11/25/2013 12:39:36 PM | EPA/841/D-13/001
322481 | LWDEQVOLM100 | Wood Vol (m3) per 100m channel (Wadeable=V2; Boata | NARS_WQX | 7/15/2014 9:42:32 PM | EPA/841/D-13/001
322471 | LWDEQVOL_MSQ | Wood Vol (m3/m2 in area fished--Wadeable=V2 reach; | NARS_WQX | 7/15/2014 9:42:32 PM | EPA/841/D-13/001
317203 | LWDEQVOL_MSQ | Wood Vol (m3/m2 in area fished--Wadeable=V2 reach; | NARSTEST | 11/25/2013 12:39:35 PM | EPA/841/D-13/001
293386 | M20 | my metric | TESTGCSWQX | 10/31/2011 6:47:13 PM |  | formula1
293413 | m200 | name2 | TESTGCSWQX | 11/15/2011 10:08:00 PM
293838 | MACPHY | Cover class for macrophyton | NARS_WQX | 3/27/2012 4:49:23 PM | EPA/620/R-99/003; http://www.epa.gov/emap2/html/pubs/docs/groupdocs/surfwatr/field/phyhab.html |  | 0-4
293801 | MACPHY | Cover class for macrophyton | NARSTEST | 2/24/2012 2:24:12 AM | EPA/620/R-99/003; http://www.epa.gov/emap2/html/pubs/docs/groupdocs/surfwatr/field/phyhab.html |  | 0-4
323468 | Macrophyte Herbivore Richness | Macrophyte Herbivore Richness | OREGONDEQ | 2/8/2019 11:49:34 AM |  | Number of unique Macrophyte Herbivore FFG taxa
97657 | MACRY_DENSITY | Macrophyte density (Absent/Sparse/Mod./High) | NARSTEST | 2/22/2012 5:29:06 PM | EPA 841-R-09-001a; http://water.epa.gov/type/lakes/upload/nla_technical_appendix.pdf
294099 | MACRY_DENSITY | Macrophyte density (Absent/Sparse/Mod./High) | NARS_WQX | 7/6/2012 6:16:30 PM | EPA 841-R-09-001a; http://water.epa.gov/type/lakes/upload/nla_technical_appendix.pdf
97655 | MACRY_FLOAT | Emergent/Floating Coverage (% lake area) | NARSTEST | 2/22/2012 5:29:06 PM | EPA 841-R-09-001a; http://water.epa.gov/type/lakes/upload/nla_technical_appendix.pdf
294097 | MACRY_FLOAT | Emergent/Floating Coverage (% lake area) | NARS_WQX | 7/6/2012 6:16:30 PM | EPA 841-R-09-001a; http://water.epa.gov/type/lakes/upload/nla_technical_appendix.pdf
97656 | MACRY_SUBMERGED | Submergent/Floating Coverage (% lake area) | NARSTEST | 2/22/2012 5:29:06 PM | EPA 841-R-09-001a; http://water.epa.gov/type/lakes/upload/nla_technical_appendix.pdf
294098 | MACRY_SUBMERGED | Submergent/Floating Coverage (% lake area) | NARS_WQX | 7/6/2012 6:16:30 PM | EPA 841-R-09-001a; http://water.epa.gov/type/lakes/upload/nla_technical_appendix.pdf
145965 | MAN_ANGL | Stream mgt.; angling pressure | EMAP_GRE | 3/15/2010 5:10:03 PM
97632 | MAN_ANGLING | Management angling pressure disturb. | NARSTEST | 2/22/2012 5:29:05 PM | EPA 841-R-09-001a; http://water.epa.gov/type/lakes/upload/nla_technical_appendix.pdf
294072 | MAN_ANGLING | Management angling pressure disturb. | NARS_WQX | 7/6/2012 6:16:30 PM | EPA 841-R-09-001a; http://water.epa.gov/type/lakes/upload/nla_technical_appendix.pdf
145966 | MAN_CHAN | Stream mgt.; channelization | EMAP_GRE | 3/15/2010 5:10:03 PM
145967 | MAN_DAMS | Stream mgt.; dams | EMAP_GRE | 3/15/2010 5:10:03 PM
145968 | MAN_DRED | Stream mgt.; dredging | EMAP_GRE | 3/15/2010 5:10:03 PM
97633 | MAN_DRINKING_WATER | Management drinking water treatment disturb. | NARSTEST | 2/22/2012 5:29:05 PM | EPA 841-R-09-001a; http://water.epa.gov/type/lakes/upload/nla_technical_appendix.pdf
294073 | MAN_DRINKING_WATER | Management drinking water treatment disturb. | NARS_WQX | 7/6/2012 6:16:30 PM | EPA 841-R-09-001a; http://water.epa.gov/type/lakes/upload/nla_technical_appendix.pdf
145969 | MAN_FISH | Stream mgt.; fish stocking | EMAP_GRE | 3/15/2010 5:10:03 PM
294076 | MAN_FISH_STOCKING | Management fish stocking disturb. | NARS_WQX | 7/6/2012 6:16:30 PM | EPA 841-R-09-001a; http://water.epa.gov/type/lakes/upload/nla_technical_appendix.pdf
97636 | MAN_FISH_STOCKING | Management fish stocking disturb. | NARSTEST | 2/22/2012 5:29:06 PM | EPA 841-R-09-001a; http://water.epa.gov/type/lakes/upload/nla_technical_appendix.pdf
294075 | MAN_LEVEL_FLUCTUATIONS | Management water level fluctuations disturb. | NARS_WQX | 7/6/2012 6:16:30 PM | EPA 841-R-09-001a; http://water.epa.gov/type/lakes/upload/nla_technical_appendix.pdf
97635 | MAN_LEVEL_FLUCTUATIONS | Management water level fluctuations disturb. | NARSTEST | 2/22/2012 5:29:05 PM | EPA 841-R-09-001a; http://water.epa.gov/type/lakes/upload/nla_technical_appendix.pdf
294070 | MAN_LIMING | Management liming disturb. | NARS_WQX | 7/6/2012 6:16:30 PM | EPA 841-R-09-001a; http://water.epa.gov/type/lakes/upload/nla_technical_appendix.pdf
97630 | MAN_LIMING | Management liming disturb. | NARSTEST | 2/22/2012 5:29:05 PM | EPA 841-R-09-001a; http://water.epa.gov/type/lakes/upload/nla_technical_appendix.pdf
97634 | MAN_MACROPHYTE | Management macrophyte control disturb. | NARSTEST | 2/22/2012 5:29:05 PM | EPA 841-R-09-001a; http://water.epa.gov/type/lakes/upload/nla_technical_appendix.pdf
294074 | MAN_MACROPHYTE | Management macrophyte control disturb. | NARS_WQX | 7/6/2012 6:16:30 PM | EPA 841-R-09-001a; http://water.epa.gov/type/lakes/upload/nla_technical_appendix.pdf
146000 | MAN_OTH | Stream mgt.; other | EMAP_GRE | 3/15/2010 5:10:05 PM
145970 | MAN_RIP | Stream mgt.; riprap | EMAP_GRE | 3/15/2010 5:10:03 PM
97641 | MAN_SCORE | Summed Lake Management Stressor Score | NARSTEST | 2/22/2012 5:29:06 PM | EPA 841-R-09-001a; http://water.epa.gov/type/lakes/upload/nla_technical_appendix.pdf
294081 | MAN_SCORE | Summed Lake Management Stressor Score | NARS_WQX | 7/6/2012 6:16:30 PM | EPA 841-R-09-001a; http://water.epa.gov/type/lakes/upload/nla_technical_appendix.pdf
294071 | MAN_TREATMENT | Management water treatment disturb. | NARS_WQX | 7/6/2012 6:16:30 PM | EPA 841-R-09-001a; http://water.epa.gov/type/lakes/upload/nla_technical_appendix.pdf
97631 | MAN_TREATMENT | Management water treatment disturb. | NARSTEST | 2/22/2012 5:29:05 PM | EPA 841-R-09-001a; http://water.epa.gov/type/lakes/upload/nla_technical_appendix.pdf
145971 | MAN_WLF | Stream mgt.; water level fluctuations | EMAP_GRE | 3/15/2010 5:10:03 PM
323545 | MASTOCARPUS_PAPILLAT | Mastocarpus papillatus | 11NPSWRD_WQX | 10/15/2018 5:16:25 PM |  |  | 0 - 100
323375 | Mayfly Nymph | Mayfly Nymph | WQXTEST | 5/12/2016 6:29:26 AM |  | A= 1-9, B=10-99, C=>100 | A, B, C
323561 | MAZZAELLA=IRIDAEA | Mazzaella spp=Iridaea spp | 11NPSWRD_WQX | 10/15/2018 5:16:26 PM |  |  | 0 - 100
323565 | MAZZAELLA_AFFINIS | Mazzaella affinis | 11NPSWRD_WQX | 10/15/2018 5:16:25 PM |  |  | 0 - 100
164432 | MBI | MBI | 21KAN001_WQX | 2/6/2018 5:28:41 PM
97653 | MBOAT_DENSITY | Motor boat density (High/Low/Restricted/Banned) | NARSTEST | 2/22/2012 5:29:06 PM | EPA 841-R-09-001a; http://water.epa.gov/type/lakes/upload/nla_technical_appendix.pdf
294093 | MBOAT_DENSITY | Motor boat density (High/Low/Restricted/Banned) | NARS_WQX | 7/6/2012 6:16:30 PM | EPA 841-R-09-001a; http://water.epa.gov/type/lakes/upload/nla_technical_appendix.pdf
322966 | MDL_CCE_100ML | Method detection limit for CCE (No./100 mL) | NARS_WQX | 7/16/2014 8:46:51 AM | EPA/841/D-13/001
316655 | MDL_CCE_100ML | Method detection limit for CCE (No./100 mL) | NARSTEST | 11/6/2013 6:12:13 PM | EPA/841/D-13/001
322960 | MDL_TSC_100ML | Method detection limit for TSC (No./100 mL) | NARS_WQX | 7/16/2014 8:46:51 AM | EPA/841/D-13/001
316649 | MDL_TSC_100ML | Method detection limit for TSC (No./100 mL) | NARSTEST | 11/6/2013 6:12:13 PM | EPA/841/D-13/001
145223 | MEAN_RAKE_DENSITY | Mean rake density | EMAP_GRE | 2/24/2010 10:45:28 AM
121459 | mean_sample_date_Q_FT3_s | mean_sample_date_Q_FT3_s | EMAP_GRE | 4/5/2010 10:08:17 AM
121460 | mean_sample_date_Q_M3_s | mean_sample_date_Q_M3_s | EMAP_GRE | 4/5/2010 10:08:17 AM
121250 | mean_score2_s | mean_score2_s | EMAP_GRE | 2/5/2010 12:04:03 PM
121326 | mean_scorec_s | mean_scorec_s | EMAP_GRE | 2/4/2010 10:51:27 AM
323452 | MEGALOPTERA%Comp | % COMPOSITION OF MEGALOPTERA | PICURIS_PUEBLO | 10/17/2018 7:20:48 AM
121252 | MEGLPIND | Megaloptera % Individuals | EMAP_GRE | 2/5/2010 12:04:03 PM
121253 | MEGLPTAX | Megaloptera % Distinct Taxa | EMAP_GRE | 2/5/2010 12:04:03 PM
121254 | MEGLRICH | Megaloptera Distinct Taxa Richness | EMAP_GRE | 2/5/2010 12:04:03 PM
56257 | METER_DEEP | Lake is > 1 m deep. | NARSTEST | 3/16/2010 11:12:08 AM
293978 | METER_DEEP | Lake is > 1 m deep. | NARS_WQX | 7/6/2012 5:34:47 PM | EPA 841-R-09-001a; http://water.epa.gov/type/lakes/upload/nla_technical_appendix.pdf
322394 | methane_bool | Methane | BETA_OCMA | 1/28/2014 12:47:15 PM | EPA Contract No. 68-C8-0105
322449 | methane_bool | Methane | EPA_OCMA_R4 | 5/30/2014 12:10:55 PM | EPA Contract No. 68-C8-0105
322466 | methane_count | Methane | EPA_OCMA_R4 | 5/30/2014 12:19:25 PM | EPA Contract No. 68-C8-0105
322412 | methane_count | Methane | BETA_OCMA | 1/28/2014 12:53:12 PM | EPA Contract No. 68-C8-0105
322411 | methane_depth_mean | Methane | BETA_OCMA | 1/28/2014 12:53:12 PM | EPA Contract No. 68-C8-0105
322465 | methane_depth_mean | Methane | EPA_OCMA_R4 | 5/30/2014 12:19:25 PM | EPA Contract No. 68-C8-0105
322410 | methane_diameter | Methane | BETA_OCMA | 1/28/2014 12:53:12 PM | EPA Contract No. 68-C8-0105
322464 | methane_diameter | Methane | EPA_OCMA_R4 | 5/30/2014 12:19:25 PM | EPA Contract No. 68-C8-0105
323420 | Metric04-22 | MetricName04-22 | WQXTEST | 12/24/2018 5:07:39 PM | MetRecID | Formula | Type Scale
323573 | MEXACANTHINA_LUGUBR | Mexacanthina lugubris | 11NPSWRD_WQX | 10/15/2018 5:16:34 PM |  |  | 0 - 100
323334 | mHBI | Modified HBI | 21KY_WQX | 5/5/2017 3:51:09 PM
323416 | mHBI | Modified Hilsenhoff Biotic Index | WQXTEST | 6/1/2016 7:36:34 AM | text
145474 | mhfAggrading | Fraction of reach banks are aggrading | EMAP_GRE | 3/5/2010 12:22:43 PM
145475 | mhfChanOther | Fraction of reach is other channel type | EMAP_GRE | 3/5/2010 12:22:43 PM
145476 | mhfConn | Fraction of reach is connected channel | EMAP_GRE | 3/5/2010 12:22:43 PM
145477 | mhfCross | Fraction of reach is crossover channel | EMAP_GRE | 3/5/2010 12:22:43 PM
145478 | mhfEroding | Fraction of reach banks are eroding | EMAP_GRE | 3/5/2010 12:22:43 PM
145479 | mhfInBend | Fraction of reach is inside bend | EMAP_GRE | 3/5/2010 12:22:43 PM
145480 | mhfMouth | Fraction of reach is tributary mouth | EMAP_GRE | 3/5/2010 12:22:43 PM
145481 | mhfOutBend | Fraction of reach is outside bend | EMAP_GRE | 3/5/2010 12:22:43 PM
145482 | mhfPool | Fraction of reach is pool | EMAP_GRE | 3/5/2010 12:22:43 PM
145483 | mhfRevetAny | Fraction of reach banks with any revetment | EMAP_GRE | 3/5/2010 12:22:43 PM
145484 | mhfRevetOther | Fraction of reach banks are other reveted | EMAP_GRE | 3/5/2010 12:22:43 PM
145485 | mhfRiprap | Fraction of reach banks with riprap | EMAP_GRE | 3/5/2010 12:22:43 PM
145486 | mhfShoreOther | Fraction of reach banks are other type | EMAP_GRE | 3/5/2010 12:22:43 PM
145487 | mhfStable | Fraction of reach banks are stable | EMAP_GRE | 3/5/2010 12:22:43 PM
145488 | mhfUncon | Fraction of reach is unconnected channel | EMAP_GRE | 3/5/2010 12:22:43 PM
293412 | mi100 | mname | TESTGCSWQX | 11/15/2011 10:08:00 PM |  | formula1
323421 | MIBI Non-wadeable | INDEX OF BIOTIC INTEGRITY (IBI) | WIDNR_WQX | 1/1/2019 5:33:28 AM | 45307506
322896 | MIGRNTAX | Number of migratory taxa | NARS_WQX | 7/16/2014 6:11:35 AM | EPA/841/D-13/001
295979 | MIGRNTAX | Number of migratory taxa | NARSTEST | 10/27/2014 1:05:19 PM | EPA/841/D-13/001
322812 | MIGRNTAX_PT | Score for MIGRNTAX used in MMI | NARS_WQX | 7/16/2014 6:10:52 AM | EPA/841/D-13/001
295895 | MIGRNTAX_PT | Score for MIGRNTAX used in MMI | NARSTEST | 10/27/2014 1:03:23 PM | EPA/841/D-13/001
295896 | MIGRNTAX_RES | Residual of modeled MIGRNTAX used in scoring | NARSTEST | 10/27/2014 1:03:23 PM | EPA/841/D-13/001
322813 | MIGRNTAX_RES | Residual of modeled MIGRNTAX used in scoring | NARS_WQX | 7/16/2014 6:10:52 AM | EPA/841/D-13/001
322898 | MIGRPIND | % migratory individuals | NARS_WQX | 7/16/2014 6:11:36 AM | EPA/841/D-13/001
295981 | MIGRPIND | % migratory individuals | NARSTEST | 10/27/2014 1:05:19 PM | EPA/841/D-13/001
295983 | MIGRPTAX | % migratory taxa | NARSTEST | 10/27/2014 1:05:19 PM | EPA/841/D-13/001
322900 | MIGRPTAX | % migratory taxa | NARS_WQX | 7/16/2014 6:11:36 AM | EPA/841/D-13/001
322954 | MIGRPTAX_PT | Score for MIGRPTAX used in MMI | NARS_WQX | 7/16/2014 6:20:53 AM | EPA/841/D-13/001
296037 | MIGRPTAX_PT | Score for MIGRPTAX used in MMI | NARSTEST | 10/27/2014 1:23:49 PM | EPA/841/D-13/001
296031 | MIGRPTAX_RES | Residual of modeled MIGRPTAX used in scoring | NARSTEST | 10/27/2014 1:23:49 PM | EPA/841/D-13/001
322948 | MIGRPTAX_RES | Residual of modeled MIGRPTAX used in scoring | NARS_WQX | 7/16/2014 6:20:53 AM | EPA/841/D-13/001
323304 | MII_COND | MII Score Condition Category | EPA_REGION_2 | 12/11/2014 2:15:34 PM |  |  | Good, Fair, Poor
323281 | MII_COND | MII Score Condition Category | WQXTEST | 12/4/2014 1:43:57 PM |  |  | Good, Fair, Poor
323305 | MII_SCORE | Macroinvertebrate Integrity Index | EPA_REGION_2 | 12/11/2014 2:15:34 PM |  |  | 0-100
323282 | MII_SCORE | Macroinvertebrate Integrity Index | WQXTEST | 12/4/2014 1:43:57 PM |  |  | 0-100
293912 | MINACT | presence of mining activity (O,P,C,B) | NARS_WQX | 3/28/2012 1:00:48 AM | EPA/620/R-99/003; http://www.epa.gov/emap2/html/pubs/docs/groupdocs/surfwatr/field/phyhab.html
293406 | MINACT | presence of mining activity (O,P,C,B) | NARSTEST | 2/23/2012 6:42:18 PM | EPA/620/R-99/003; http://www.epa.gov/emap2/html/pubs/docs/groupdocs/surfwatr/field/phyhab.html
323590 | MISC_INVERTEBRATES | Miscellaneous invertebrates | 11NPSWRD_WQX | 10/15/2018 5:17:21 PM |  |  | 0 - 100
293988 | MISSDATA_KM2_BSN | Basin area having missing data | NARS_WQX | 8/20/2013 4:49:01 PM | EPA 841-R-09-001a; http://water.epa.gov/type/lakes/upload/nla_technical_appendix.pdf
13255 | MISSDATA_KM2_BSN | Basin area having missing data | NARSTEST | 3/14/2012 11:39:53 AM | EPA 841-R-09-001a; http://water.epa.gov/type/lakes/upload/nla_technical_appendix.pdf
294112 | MISSDATA_KM2_BUFR | Buffer area having missing data | NARS_WQX | 8/28/2013 2:44:31 PM | EPA 841-R-09-001a; http://water.epa.gov/type/lakes/upload/nla_technical_appendix.pdf
13309 | MISSDATA_KM2_BUFR | Buffer area having missing data | NARSTEST | 3/13/2012 6:47:29 PM | EPA 841-R-09-001a; http://water.epa.gov/type/lakes/upload/nla_technical_appendix.pdf
322999 | MITENTAX | No. of Mite taxa | NARS_WQX | 7/16/2014 10:22:52 AM | EPA/841/D-13/001
296068 | MITENTAX | No. of Mite taxa | NARSTEST | 10/27/2014 6:35:11 PM | EPA/841/D-13/001
121255 | MITEPIND | Hydrachnidia % Individuals | EMAP_GRE | 2/5/2010 12:04:03 PM
323030 | MITEPIND | % Mite individuals | NARS_WQX | 7/16/2014 10:22:52 AM | EPA/841/D-13/001
296099 | MITEPIND | % Mite individuals | NARSTEST | 10/27/2014 6:35:11 PM | EPA/841/D-13/001
121256 | MITEPTAX | Hydrachnidia % Distinct Taxa | EMAP_GRE | 2/5/2010 12:04:03 PM
323001 | MITEPTAX | % Mite taxa | NARS_WQX | 7/16/2014 10:22:52 AM | EPA/841/D-13/001
296070 | MITEPTAX | % Mite taxa | NARSTEST | 10/27/2014 6:35:11 PM | EPA/841/D-13/001
121257 | MITERICH | Hydrachnidia Distinct Taxa Richness | EMAP_GRE | 2/5/2010 12:04:03 PM
293783 | MLAT_DD | X-site Map Latitude - Decimal Degrees | NARSTEST | 2/23/2012 7:26:08 PM | EPA/620/R-99/003; http://www.epa.gov/emap2/html/pubs/docs/groupdocs/surfwatr/field/phyhab.html
293936 | MLAT_DD | X-site Map Latitude - Decimal Degrees | NARS_WQX | 3/29/2012 5:59:01 PM | EPA/620/R-99/003; http://www.epa.gov/emap2/html/pubs/docs/groupdocs/surfwatr/field/phyhab.html
293785 | MLAT_DEG | X-site Map Latitude - Degrees | NARSTEST | 2/23/2012 7:26:08 PM | EPA/620/R-99/003; http://www.epa.gov/emap2/html/pubs/docs/groupdocs/surfwatr/field/phyhab.html
293938 | MLAT_DEG | X-site Map Latitude - Degrees | NARS_WQX | 3/29/2012 5:59:01 PM | EPA/620/R-99/003; http://www.epa.gov/emap2/html/pubs/docs/groupdocs/surfwatr/field/phyhab.html
293786 | MLAT_MIN | X-site Map Latitude - Minutes | NARSTEST | 2/23/2012 7:26:08 PM | EPA/620/R-99/003; http://www.epa.gov/emap2/html/pubs/docs/groupdocs/surfwatr/field/phyhab.html
293939 | MLAT_MIN | X-site Map Latitude - Minutes | NARS_WQX | 3/29/2012 5:59:01 PM | EPA/620/R-99/003; http://www.epa.gov/emap2/html/pubs/docs/groupdocs/surfwatr/field/phyhab.html
293940 | MLAT_SEC | X-site Map Latitude - Seconds | NARS_WQX | 3/29/2012 5:59:01 PM | EPA/620/R-99/003; http://www.epa.gov/emap2/html/pubs/docs/groupdocs/surfwatr/field/phyhab.html
293787 | MLAT_SEC | X-site Map Latitude - Seconds | NARSTEST | 2/23/2012 7:26:08 PM | EPA/620/R-99/003; http://www.epa.gov/emap2/html/pubs/docs/groupdocs/surfwatr/field/phyhab.html
293937 | MLON_DD | X-site Map Longitude - Decimal Degrees | NARS_WQX | 3/29/2012 5:59:01 PM | EPA/620/R-99/003; http://www.epa.gov/emap2/html/pubs/docs/groupdocs/surfwatr/field/phyhab.html
293784 | MLON_DD | X-site Map Longitude - Decimal Degrees | NARSTEST | 2/23/2012 7:26:08 PM | EPA/620/R-99/003; http://www.epa.gov/emap2/html/pubs/docs/groupdocs/surfwatr/field/phyhab.html
293941 | MLON_DEG | X-site Map Longitude - Degrees | NARS_WQX | 3/29/2012 5:59:01 PM | EPA/620/R-99/003; http://www.epa.gov/emap2/html/pubs/docs/groupdocs/surfwatr/field/phyhab.html
293788 | MLON_DEG | X-site Map Longitude - Degrees | NARSTEST | 2/23/2012 7:26:08 PM | EPA/620/R-99/003; http://www.epa.gov/emap2/html/pubs/docs/groupdocs/surfwatr/field/phyhab.html
293944 | MLON_MIN | X-site Map Longitude - Minutes | NARS_WQX | 3/29/2012 5:59:01 PM | EPA/620/R-99/003; http://www.epa.gov/emap2/html/pubs/docs/groupdocs/surfwatr/field/phyhab.html
293791 | MLON_MIN | X-site Map Longitude - Minutes | NARSTEST | 2/23/2012 7:26:08 PM | EPA/620/R-99/003; http://www.epa.gov/emap2/html/pubs/docs/groupdocs/surfwatr/field/phyhab.html
293789 | MLON_SEC | X-site Map Longitude - Seconds | NARSTEST | 2/23/2012 7:26:08 PM | EPA/620/R-99/003; http://www.epa.gov/emap2/html/pubs/docs/groupdocs/surfwatr/field/phyhab.html
293942 | MLON_SEC | X-site Map Longitude - Seconds | NARS_WQX | 3/29/2012 5:59:01 PM | EPA/620/R-99/003; http://www.epa.gov/emap2/html/pubs/docs/groupdocs/surfwatr/field/phyhab.html
121251 | mn_score2_s_fnl_rescld | mean_score2_s_final_rescaled | EMAP_GRE | 1/20/2010 12:01:53 PM
121327 | mn_scorec_s_fnl_rscld | mean_scorec_s_final_rescaled | EMAP_GRE | 1/20/2010 12:02:10 PM
296114 | MOLLNTAX | No. of Mollusca taxa | NARSTEST | 10/27/2014 6:35:11 PM | EPA/841/D-13/001
323045 | MOLLNTAX | No. of Mollusca taxa | NARS_WQX | 7/16/2014 10:22:53 AM | EPA/841/D-13/001
296110 | MOLLPIND | % Mollusca individuals | NARSTEST | 10/27/2014 6:35:11 PM | EPA/841/D-13/001
121258 | MOLLPIND | Mollusc % Individuals | EMAP_GRE | 2/5/2010 12:04:03 PM
323041 | MOLLPIND | % Mollusca individuals | NARS_WQX | 7/16/2014 10:22:52 AM | EPA/841/D-13/001
323019 | MOLLPTAX | % Mollusca taxa | NARS_WQX | 7/16/2014 10:22:52 AM | EPA/841/D-13/001
296088 | MOLLPTAX | % Mollusca taxa | NARSTEST | 10/27/2014 6:35:11 PM | EPA/841/D-13/001
121259 | MOLLPTAX | Mollusc % Distinct Taxa | EMAP_GRE | 2/5/2010 12:04:03 PM
121260 | MOLLRICH | Mollusc Distinct Taxa Richness | EMAP_GRE | 2/5/2010 12:04:03 PM
293290 | MPTV | MEAN POLLUTION TOLERANCE VALUE | WIDNR_WQX | 6/19/2014 10:48:05 AM | 26301685
322774 | MTOLNIND | No. intermediate tolerance individuals based on TO | NARS_WQX | 7/16/2014 6:10:52 AM | EPA/841/D-13/001
295857 | MTOLNIND | No. intermediate tolerance individuals based on TO | NARSTEST | 10/27/2014 1:03:23 PM | EPA/841/D-13/001
322786 | MTOLNTAX | No. distinct intermediate tolerant taxa based on T | NARS_WQX | 7/16/2014 6:10:52 AM | EPA/841/D-13/001
295869 | MTOLNTAX | No. distinct intermediate tolerant taxa based on T | NARSTEST | 10/27/2014 1:03:23 PM | EPA/841/D-13/001
322776 | MTOLPIND | % Intermediate tolerant individuals based on TOLER | NARS_WQX | 7/16/2014 6:10:52 AM | EPA/841/D-13/001
295859 | MTOLPIND | % Intermediate tolerant individuals based on TOLER | NARSTEST | 10/27/2014 1:03:23 PM | EPA/841/D-13/001
295830 | MTOLPTAX | % intermediate tolerant taxa based on TOLERANCE_NR | NARSTEST | 10/27/2014 1:03:23 PM | EPA/841/D-13/001
322747 | MTOLPTAX | % intermediate tolerant taxa based on TOLERANCE_NR | NARS_WQX | 7/16/2014 6:10:52 AM | EPA/841/D-13/001
293407 | mtr200 | my metric | TESTGCSWQX | 11/1/2011 2:18:22 PM |  | my formula
322392 | mud_clasts_bool | Mud Clasts | BETA_OCMA | 1/28/2014 12:47:15 PM | EPA Contract No. 68-C8-0105
322447 | mud_clasts_bool | Mud Clasts | EPA_OCMA_R4 | 5/30/2014 12:10:55 PM | EPA Contract No. 68-C8-0105
322405 | mud_clasts_count | Mud Clasts | BETA_OCMA | 1/28/2014 12:47:23 PM | EPA Contract No. 68-C8-0105
322459 | mud_clasts_count | Mud Clasts | EPA_OCMA_R4 | 5/30/2014 12:11:16 PM | EPA Contract No. 68-C8-0105
322456 | mud_clasts_diameter_mean | Mud Clasts | EPA_OCMA_R4 | 5/30/2014 12:11:16 PM | EPA Contract No. 68-C8-0105
322402 | mud_clasts_diameter_mean | Mud Clasts | BETA_OCMA | 1/28/2014 12:47:23 PM | EPA Contract No. 68-C8-0105
322403 | mud_clasts_oxidation | Mud Clasts | BETA_OCMA | 1/28/2014 12:47:23 PM | EPA Contract No. 68-C8-0105
322457 | mud_clasts_oxidation | Mud Clasts | EPA_OCMA_R4 | 5/30/2014 12:11:16 PM | EPA Contract No. 68-C8-0105
323460 | Multivoltine Taxa Richness | Multivoltine Taxa Richness | OREGONDEQ | 2/8/2019 11:49:34 AM |  | short-lived taxa: # of unique taxa with multiple b
323540 | MYTILUS | Mytilus | 11NPSWRD_WQX | 10/15/2018 5:16:20 PM |  |  | 0 - 100
323523 | MYTILUS_CALIFORNIAN | Mytilus californianus | 11NPSWRD_WQX | 10/15/2018 5:16:07 PM |  |  | 0 - 100
322751 | NAT_BENTINVNTAX | Number of native benthic invertivore taxa | NARS_WQX | 7/16/2014 6:10:52 AM | EPA/841/D-13/001
295834 | NAT_BENTINVNTAX | Number of native benthic invertivore taxa | NARSTEST | 10/27/2014 1:03:23 PM | EPA/841/D-13/001
322784 | NAT_BENTINVPIND | % native individuals as benthic invertivore | NARS_WQX | 7/16/2014 6:10:52 AM | EPA/841/D-13/001
295867 | NAT_BENTINVPIND | % native individuals as benthic invertivore | NARSTEST | 10/27/2014 1:03:23 PM | EPA/841/D-13/001
295847 | NAT_BENTINVPTAX | % native taxa as benthic invertivore | NARSTEST | 10/27/2014 1:03:23 PM | EPA/841/D-13/001
322764 | NAT_BENTINVPTAX | % native taxa as benthic invertivore | NARS_WQX | 7/16/2014 6:10:52 AM | EPA/841/D-13/001
121333 | NAT_BIO_ALL | Total Native Vertebrate Biomass - All transects | EMAP_GRE | 2/5/2010 11:07:48 AM
295826 | NAT_CARNNTAX | Number of native carnivore taxa | NARSTEST | 10/27/2014 1:03:23 PM | EPA/841/D-13/001
322743 | NAT_CARNNTAX | Number of native carnivore taxa | NARS_WQX | 7/16/2014 6:10:52 AM | EPA/841/D-13/001
322753 | NAT_CARNPIND | % native individuals as carnivore | NARS_WQX | 7/16/2014 6:10:52 AM | EPA/841/D-13/001
295836 | NAT_CARNPIND | % native individuals as carnivore | NARSTEST | 10/27/2014 1:03:23 PM | EPA/841/D-13/001
322806 | NAT_CARNPTAX | % native taxa as carnivore | NARS_WQX | 7/16/2014 6:10:52 AM | EPA/841/D-13/001
295889 | NAT_CARNPTAX | % native taxa as carnivore | NARSTEST | 10/27/2014 1:03:23 PM | EPA/841/D-13/001
295915 | NAT_CATONTAX | No. native Catostomid taxa | NARSTEST | 10/27/2014 1:03:29 PM | EPA/841/D-13/001
322832 | NAT_CATONTAX | No. native Catostomid taxa | NARS_WQX | 7/16/2014 6:10:55 AM | EPA/841/D-13/001
322826 | NAT_CATOPIND | % native individuals as Catostomid | NARS_WQX | 7/16/2014 6:10:55 AM | EPA/841/D-13/001
295909 | NAT_CATOPIND | % native individuals as Catostomid | NARSTEST | 10/27/2014 1:03:29 PM | EPA/841/D-13/001
322829 | NAT_CATOPTAX | % native taxa as Catostomid | NARS_WQX | 7/16/2014 6:10:55 AM | EPA/841/D-13/001
295912 | NAT_CATOPTAX | % native taxa as Catostomid | NARSTEST | 10/27/2014 1:03:29 PM | EPA/841/D-13/001
295838 | NAT_CENTNTAX | Number of native Centrarchidae (minus Micropterus) | NARSTEST | 10/27/2014 1:03:23 PM | EPA/841/D-13/001
322755 | NAT_CENTNTAX | Number of native Centrarchidae (minus Micropterus) | NARS_WQX | 7/16/2014 6:10:52 AM | EPA/841/D-13/001
322809 | NAT_CENTNTAX_PT | Score for NAT_CENTNTAX used in MMI | NARS_WQX | 7/16/2014 6:10:52 AM | EPA/841/D-13/001
295892 | NAT_CENTNTAX_PT | Score for NAT_CENTNTAX used in MMI | NARSTEST | 10/27/2014 1:03:23 PM | EPA/841/D-13/001
322818 | NAT_CENTNTAX_RES | Residual of modeled NAT_CENTNTAX used in scoring | NARS_WQX | 7/16/2014 6:10:52 AM | EPA/841/D-13/001
295901 | NAT_CENTNTAX_RES | Residual of modeled NAT_CENTNTAX used in scoring | NARSTEST | 10/27/2014 1:03:23 PM | EPA/841/D-13/001
322759 | NAT_CENTPIND | % native individuals as Centrarchidae (minus Micro | NARS_WQX | 7/16/2014 6:10:52 AM | EPA/841/D-13/001
295842 | NAT_CENTPIND | % native individuals as Centrarchidae (minus Micro | NARSTEST | 10/27/2014 1:03:23 PM | EPA/841/D-13/001
295829 | NAT_CENTPTAX | % native taxa as Centrarchidae (minus Micropterus) | NARSTEST | 10/27/2014 1:03:23 PM | EPA/841/D-13/001
322746 | NAT_CENTPTAX | % native taxa as Centrarchidae (minus Micropterus) | NARS_WQX | 7/16/2014 6:10:52 AM | EPA/841/D-13/001
322942 | NAT_COLDNTAX | Number of native coldwater taxa | NARS_WQX | 7/16/2014 6:17:35 AM | EPA/841/D-13/001
296025 | NAT_COLDNTAX | Number of native coldwater taxa | NARSTEST | 10/27/2014 1:16:53 PM | EPA/841/D-13/001
296030 | NAT_COLDPIND | % native individuals as coldwater | NARSTEST | 10/27/2014 1:16:53 PM | EPA/841/D-13/001
322947 | NAT_COLDPIND | % native individuals as coldwater | NARS_WQX | 7/16/2014 6:17:36 AM | EPA/841/D-13/001
296022 | NAT_COLDPTAX | % native taxa as coldwater | NARSTEST | 10/27/2014 1:16:52 PM | EPA/841/D-13/001
322939 | NAT_COLDPTAX | % native taxa as coldwater | NARS_WQX | 7/16/2014 6:17:35 AM | EPA/841/D-13/001
295873 | NAT_CYPRNTAX | Number of native Cyprinidae taxa | NARSTEST | 10/27/2014 1:03:23 PM | EPA/841/D-13/001
322790 | NAT_CYPRNTAX | Number of native Cyprinidae taxa | NARS_WQX | 7/16/2014 6:10:52 AM | EPA/841/D-13/001
322917 | NAT_CYPRNTAX_PT | Score for NAT_CYPRNTAX used in MMI | NARS_WQX | 7/16/2014 6:11:54 AM | EPA/841/D-13/001
296000 | NAT_CYPRNTAX_PT | Score for NAT_CYPRNTAX used in MMI | NARSTEST | 10/27/2014 1:06:03 PM | EPA/841/D-13/001
296007 | NAT_CYPRNTAX_RES | Residual of modeled NAT_CYPRNTAX used in scoring | NARSTEST | 10/27/2014 1:06:03 PM | EPA/841/D-13/001
322924 | NAT_CYPRNTAX_RES | Residual of modeled NAT_CYPRNTAX used in scoring | NARS_WQX | 7/16/2014 6:11:54 AM | EPA/841/D-13/001
295882 | NAT_CYPRPIND | % native individuals as Cyprinidae | NARSTEST | 10/27/2014 1:03:23 PM | EPA/841/D-13/001
322799 | NAT_CYPRPIND | % native individuals as Cyprinidae | NARS_WQX | 7/16/2014 6:10:52 AM | EPA/841/D-13/001
295879 | NAT_CYPRPTAX | % native taxa as Cyprinidae | NARSTEST | 10/27/2014 1:03:23 PM | EPA/841/D-13/001
322796 | NAT_CYPRPTAX | % native taxa as Cyprinidae | NARS_WQX | 7/16/2014 6:10:52 AM | EPA/841/D-13/001
322838 | NAT_HERBNTAX | Number of native herbivores taxa | NARS_WQX | 7/16/2014 6:11:00 AM | EPA/841/D-13/001
295921 | NAT_HERBNTAX | Number of native herbivores taxa | NARSTEST | 10/27/2014 1:03:43 PM | EPA/841/D-13/001
322925 | NAT_HERBNTAX_PT | Score for NAT_HERBNTAX used in MMI | NARS_WQX | 7/16/2014 6:11:54 AM | EPA/841/D-13/001
296008 | NAT_HERBNTAX_PT | Score for NAT_HERBNTAX used in MMI | NARSTEST | 10/27/2014 1:06:03 PM | EPA/841/D-13/001
295999 | NAT_HERBNTAX_RES | Residual of modeled NAT_HERBNTAX used in scoring | NARSTEST | 10/27/2014 1:06:03 PM | EPA/841/D-13/001
322916 | NAT_HERBNTAX_RES | Residual of modeled NAT_HERBNTAX used in scoring | NARS_WQX | 7/16/2014 6:11:54 AM | EPA/841/D-13/001
295937 | NAT_HERBPIND | % native individuals as native herbivores | NARSTEST | 10/27/2014 1:03:44 PM | EPA/841/D-13/001
322854 | NAT_HERBPIND | % native individuals as native herbivores | NARS_WQX | 7/16/2014 6:11:01 AM | EPA/841/D-13/001
295942 | NAT_HERBPTAX | % native taxa as native herbivores | NARSTEST | 10/27/2014 1:03:44 PM | EPA/841/D-13/001
322859 | NAT_HERBPTAX | % native taxa as native herbivores | NARS_WQX | 7/16/2014 6:11:01 AM | EPA/841/D-13/001
322842 | NAT_ICTANTAX | Number of native Ictaluridae taxa | NARS_WQX | 7/16/2014 6:11:01 AM | EPA/841/D-13/001
295925 | NAT_ICTANTAX | Number of native Ictaluridae taxa | NARSTEST | 10/27/2014 1:03:43 PM | EPA/841/D-13/001
295948 | NAT_ICTAPIND | % native individuals as Ictaluridae | NARSTEST | 10/27/2014 1:03:44 PM | EPA/841/D-13/001
322865 | NAT_ICTAPIND | % native individuals as Ictaluridae | NARS_WQX | 7/16/2014 6:11:01 AM | EPA/841/D-13/001
295940 | NAT_ICTAPTAX | % native taxa as Ictaluridae | NARSTEST | 10/27/2014 1:03:44 PM | EPA/841/D-13/001
322857 | NAT_ICTAPTAX | % native taxa as Ictaluridae | NARS_WQX | 7/16/2014 6:11:01 AM | EPA/841/D-13/001
295944 | NAT_INTLINVNTAX | Number of native intolerant invertivore taxa | NARSTEST | 10/27/2014 1:03:44 PM | EPA/841/D-13/001
322861 | NAT_INTLINVNTAX | Number of native intolerant invertivore taxa | NARS_WQX | 7/16/2014 6:11:01 AM | EPA/841/D-13/001
295945 | NAT_INTLINVPIND | % native individuals as intolerant invertivore | NARSTEST | 10/27/2014 1:03:44 PM | EPA/841/D-13/001
322862 | NAT_INTLINVPIND | % native individuals as intolerant invertivore | NARS_WQX | 7/16/2014 6:11:01 AM | EPA/841/D-13/001
295965 | NAT_INTLINVPTAX | % native taxa as intolerant invertivore | NARSTEST | 10/27/2014 1:03:44 PM | EPA/841/D-13/001
322882 | NAT_INTLINVPTAX | % native taxa as intolerant invertivore | NARS_WQX | 7/16/2014 6:11:01 AM | EPA/841/D-13/001
296038 | NAT_INTLINVPTAX_PT | Score for NAT_INTLINVPTAX used in MMI | NARSTEST | 10/27/2014 1:23:49 PM | EPA/841/D-13/001
322955 | NAT_INTLINVPTAX_PT | Score for NAT_INTLINVPTAX used in MMI | NARS_WQX | 7/16/2014 6:20:53 AM | EPA/841/D-13/001
296032 | NAT_INTLINVPTAX_RES | Residual of modeled NAT_INTLINVPTAX used in scorin | NARSTEST | 10/27/2014 1:23:49 PM | EPA/841/D-13/001
322949 | NAT_INTLINVPTAX_RES | Residual of modeled NAT_INTLINVPTAX used in scorin | NARS_WQX | 7/16/2014 6:20:53 AM | EPA/841/D-13/001
322879 | NAT_INTLLOTNTAX | Number of native intolerant lotic taxa | NARS_WQX | 7/16/2014 6:11:01 AM | EPA/841/D-13/001
295962 | NAT_INTLLOTNTAX | Number of native intolerant lotic taxa | NARSTEST | 10/27/2014 1:03:44 PM | EPA/841/D-13/001
322846 | NAT_INTLLOTPIND | % native individuals as intolerant lotic | NARS_WQX | 7/16/2014 6:11:01 AM | EPA/841/D-13/001
295929 | NAT_INTLLOTPIND | % native individuals as intolerant lotic | NARSTEST | 10/27/2014 1:03:43 PM | EPA/841/D-13/001
295959 | NAT_INTLLOTPTAX | % native taxa as intolerant lotic | NARSTEST | 10/27/2014 1:03:44 PM | EPA/841/D-13/001
322876 | NAT_INTLLOTPTAX | % native taxa as intolerant lotic | NARS_WQX | 7/16/2014 6:11:01 AM | EPA/841/D-13/001
322928 | NAT_INTLMIGRNTAX | Number of native intolerant migratory taxa | NARS_WQX | 7/16/2014 6:12:33 AM | EPA/841/D-13/001
296011 | NAT_INTLMIGRNTAX | Number of native intolerant migratory taxa | NARSTEST | 10/27/2014 1:07:19 PM | EPA/841/D-13/001
296012 | NAT_INTLMIGRPIND | % native individuals as intolerant migratory | NARSTEST | 10/27/2014 1:07:19 PM | EPA/841/D-13/001
322929 | NAT_INTLMIGRPIND | % native individuals as intolerant migratory | NARS_WQX | 7/16/2014 6:12:33 AM | EPA/841/D-13/001
296015 | NAT_INTLMIGRPTAX | % native taxa as intolerant migratory | NARSTEST | 10/27/2014 1:07:19 PM | EPA/841/D-13/001
322932 | NAT_INTLMIGRPTAX | % native taxa as intolerant migratory | NARS_WQX | 7/16/2014 6:12:34 AM | EPA/841/D-13/001
295967 | NAT_INTLNIND | No. native intolerant individuals based on TOLERAN | NARSTEST | 10/27/2014 1:03:44 PM | EPA/841/D-13/001
322884 | NAT_INTLNIND | No. native intolerant individuals based on TOLERAN | NARS_WQX | 7/16/2014 6:11:01 AM | EPA/841/D-13/001
295947 | NAT_INTLNTAX | No. distinct intolerant native taxa based on TOLER | NARSTEST | 10/27/2014 1:03:44 PM | EPA/841/D-13/001
322864 | NAT_INTLNTAX | No. distinct intolerant native taxa based on TOLER | NARS_WQX | 7/16/2014 6:11:01 AM | EPA/841/D-13/001
295961 | NAT_INTLPIND | % Intolerant native individuals based on TOLERANCE | NARSTEST | 10/27/2014 1:03:44 PM | EPA/841/D-13/001
322878 | NAT_INTLPIND | % Intolerant native individuals based on TOLERANCE | NARS_WQX | 7/16/2014 6:11:01 AM | EPA/841/D-13/001
295922 | NAT_INTLPTAX | % Intolerant native taxa based on TOLERANCE_NRSA | NARSTEST | 10/27/2014 1:03:43 PM | EPA/841/D-13/001
322839 | NAT_INTLPTAX | % Intolerant native taxa based on TOLERANCE_NRSA | NARS_WQX | 7/16/2014 6:11:00 AM | EPA/841/D-13/001
295952 | NAT_INTLRHEONTAX | Number of native intolerant rheophilic taxa | NARSTEST | 10/27/2014 1:03:44 PM | EPA/841/D-13/001
322869 | NAT_INTLRHEONTAX | Number of native intolerant rheophilic taxa | NARS_WQX | 7/16/2014 6:11:01 AM | EPA/841/D-13/001
322833 | NAT_INTLRHEOPIND | % native individuals as intolerant rheophilic | NARS_WQX | 7/16/2014 6:11:00 AM | EPA/841/D-13/001
295916 | NAT_INTLRHEOPIND | % native individuals as intolerant rheophilic | NARSTEST | 10/27/2014 1:03:43 PM | EPA/841/D-13/001
322856 | NAT_INTLRHEOPTAX | % native taxa as intolerant rheophilic | NARS_WQX | 7/16/2014 6:11:01 AM | EPA/841/D-13/001
295939 | NAT_INTLRHEOPTAX | % native taxa as intolerant rheophilic | NARSTEST | 10/27/2014 1:03:44 PM | EPA/841/D-13/001
322770 | NAT_INVNTAX | Number of native invertivores taxa | NARS_WQX | 7/16/2014 6:10:52 AM | EPA/841/D-13/001
295853 | NAT_INVNTAX | Number of native invertivores taxa | NARSTEST | 10/27/2014 1:03:23 PM | EPA/841/D-13/001
295815 | NAT_INVPIND | % native individuals as invertivores | NARSTEST | 10/27/2014 1:03:23 PM | EPA/841/D-13/001
322732 | NAT_INVPIND | % native individuals as invertivores | NARS_WQX | 7/16/2014 6:10:51 AM | EPA/841/D-13/001
295833 | NAT_INVPTAX | % native taxa as invertivores | NARSTEST | 10/27/2014 1:03:23 PM | EPA/841/D-13/001
322750 | NAT_INVPTAX | % native taxa as invertivores | NARS_WQX | 7/16/2014 6:10:52 AM | EPA/841/D-13/001
322762 | NAT_LITHNTAX | Number of native simple lithophils taxa | NARS_WQX | 7/16/2014 6:10:52 AM | EPA/841/D-13/001
295845 | NAT_LITHNTAX | Number of native simple lithophils taxa | NARSTEST | 10/27/2014 1:03:23 PM | EPA/841/D-13/001
295876 | NAT_LITHPIND | % native individuals as simple lithophils | NARSTEST | 10/27/2014 1:03:23 PM | EPA/841/D-13/001
322793 | NAT_LITHPIND | % native individuals as simple lithophils | NARS_WQX | 7/16/2014 6:10:52 AM | EPA/841/D-13/001
322749 | NAT_LITHPTAX | % native taxa as simple lithophils | NARS_WQX | 7/16/2014 6:10:52 AM | EPA/841/D-13/001
295832 | NAT_LITHPTAX | % native taxa as simple lithophils | NARSTEST | 10/27/2014 1:03:23 PM | EPA/841/D-13/001
295814 | NAT_LOTNTAX | Number of native lotic taxa | NARSTEST | 10/27/2014 1:03:23 PM | EPA/841/D-13/001
322731 | NAT_LOTNTAX | Number of native lotic taxa | NARS_WQX | 7/16/2014 6:10:51 AM | EPA/841/D-13/001
295824 | NAT_LOTPIND | % native individuals as lotic | NARSTEST | 10/27/2014 1:03:23 PM | EPA/841/D-13/001
322741 | NAT_LOTPIND | % native individuals as lotic | NARS_WQX | 7/16/2014 6:10:51 AM | EPA/841/D-13/001
322797 | NAT_LOTPTAX | % native taxa as lotic | NARS_WQX | 7/16/2014 6:10:52 AM | EPA/841/D-13/001
295880 | NAT_LOTPTAX | % native taxa as lotic | NARSTEST | 10/27/2014 1:03:23 PM | EPA/841/D-13/001
322899 | NAT_MIGRNTAX | No. native migratory taxa | NARS_WQX | 7/16/2014 6:11:36 AM | EPA/841/D-13/001
295982 | NAT_MIGRNTAX | No. native migratory taxa | NARSTEST | 10/27/2014 1:05:19 PM | EPA/841/D-13/001
322895 | NAT_MIGRPIND | % native individuals as migratory | NARS_WQX | 7/16/2014 6:11:35 AM | EPA/841/D-13/001
295978 | NAT_MIGRPIND | % native individuals as migratory | NARSTEST | 10/27/2014 1:05:19 PM | EPA/841/D-13/001
295980 | NAT_MIGRPTAX | % native taxa as migratory | NARSTEST | 10/27/2014 1:05:19 PM | EPA/841/D-13/001
322897 | NAT_MIGRPTAX | % native taxa as migratory | NARS_WQX | 7/16/2014 6:11:35 AM | EPA/841/D-13/001
322766 | NAT_MTOLNIND | No. native intermediate tolerant individuals based | NARS_WQX | 7/16/2014 6:10:52 AM | EPA/841/D-13/001
295849 | NAT_MTOLNIND | No. native intermediate tolerant individuals based | NARSTEST | 10/27/2014 1:03:23 PM | EPA/841/D-13/001
295846 | NAT_MTOLNTAX | No. distinct intermediate tolerant native taxa bas | NARSTEST | 10/27/2014 1:03:23 PM | EPA/841/D-13/001
322763 | NAT_MTOLNTAX | No. distinct intermediate tolerant native taxa bas | NARS_WQX | 7/16/2014 6:10:52 AM | EPA/841/D-13/001
295835 | NAT_MTOLPIND | % Intermediate tolerant native individuals based o | NARSTEST | 10/27/2014 1:03:23 PM | EPA/841/D-13/001
322752 | NAT_MTOLPIND | % Intermediate tolerant native individuals based o | NARS_WQX | 7/16/2014 6:10:52 AM | EPA/841/D-13/001
322807 | NAT_MTOLPTAX | % intermediate tolerant native taxa based on TOLER | NARS_WQX | 7/16/2014 6:10:52 AM | EPA/841/D-13/001
295890 | NAT_MTOLPTAX | % intermediate tolerant native taxa based on TOLER | NARSTEST | 10/27/2014 1:03:23 PM | EPA/841/D-13/001
121332 | NAT_NIND_ALL | Number of Native Individuals - All Transects | EMAP_GRE | 2/5/2010 11:07:48 AM
295958 | NAT_NTOLBENTNTAX | No. native non-tolerant benthic taxa based on TOLE | NARSTEST | 10/27/2014 1:03:44 PM | EPA/841/D-13/001
322875 | NAT_NTOLBENTNTAX | No. native non-tolerant benthic taxa based on TOLE | NARS_WQX | 7/16/2014 6:11:01 AM | EPA/841/D-13/001
322918 | NAT_NTOLBENTNTAX_PT | Score for NAT_NTOLBENTNTAX used in MMI | NARS_WQX | 7/16/2014 6:11:54 AM | EPA/841/D-13/001
296001 | NAT_NTOLBENTNTAX_PT | Score for NAT_NTOLBENTNTAX used in MMI | NARSTEST | 10/27/2014 1:06:03 PM | EPA/841/D-13/001
322919 | NAT_NTOLBENTNTAX_RES | Residual of modeled NAT_NTOLBENTNTAX used in scori | NARS_WQX | 7/16/2014 6:11:54 AM | EPA/841/D-13/001
296002 | NAT_NTOLBENTNTAX_RES | Residual of modeled NAT_NTOLBENTNTAX used in scori | NARSTEST | 10/27/2014 1:06:03 PM | EPA/841/D-13/001
322860 | NAT_NTOLBENTPIND | % native non-tolerant benthic individuals based on | NARS_WQX | 7/16/2014 6:11:01 AM | EPA/841/D-13/001
295943 | NAT_NTOLBENTPIND | % native non-tolerant benthic individuals based on | NARSTEST | 10/27/2014 1:03:44 PM | EPA/841/D-13/001
295970 | NAT_NTOLBENTPTAX | % native non-tolerant benthic taxa based on TOLERA | NARSTEST | 10/27/2014 1:03:44 PM | EPA/841/D-13/001
322887 | NAT_NTOLBENTPTAX | % native non-tolerant benthic taxa based on TOLERA | NARS_WQX | 7/16/2014 6:11:01 AM | EPA/841/D-13/001
295900 | NAT_NTOLBENTPTAX_PT | Score for NAT_NTOLBENTPTAX used in MMI | NARSTEST | 10/27/2014 1:03:23 PM | EPA/841/D-13/001
322817 | NAT_NTOLBENTPTAX_PT | Score for NAT_NTOLBENTPTAX used in MMI | NARS_WQX | 7/16/2014 6:10:52 AM | EPA/841/D-13/001
295902 | NAT_NTOLBENTPTAX_RES | Residual of modeled NAT_NTOLBENTPTAX used in scori | NARSTEST | 10/27/2014 1:03:23 PM | EPA/841/D-13/001
322819 | NAT_NTOLBENTPTAX_RES | Residual of modeled NAT_NTOLBENTPTAX used in scori | NARS_WQX | 7/16/2014 6:10:52 AM | EPA/841/D-13/001
295975 | NAT_NTOLCARNNTAX | No. native non-tolerant carnivore taxa based on TO | NARSTEST | 10/27/2014 1:04:27 PM | EPA/841/D-13/001
322892 | NAT_NTOLCARNNTAX | No. native non-tolerant carnivore taxa based on TO | NARS_WQX | 7/16/2014 6:11:18 AM | EPA/841/D-13/001
322893 | NAT_NTOLCARNPIND | % native non-tolerant carnivore individuals based | NARS_WQX | 7/16/2014 6:11:18 AM | EPA/841/D-13/001
295976 | NAT_NTOLCARNPIND | % native non-tolerant carnivore individuals based | NARSTEST | 10/27/2014 1:04:27 PM | EPA/841/D-13/001
295973 | NAT_NTOLCARNPTAX | % native non-tolerant carnivore taxa based on TOLE | NARSTEST | 10/27/2014 1:04:26 PM | EPA/841/D-13/001
322890 | NAT_NTOLCARNPTAX | % native non-tolerant carnivore taxa based on TOLE | NARS_WQX | 7/16/2014 6:11:17 AM | EPA/841/D-13/001
295931 | NAT_NTOLINVNTAX | No. native non-tolerant invertivore taxa based on | NARSTEST | 10/27/2014 1:03:43 PM | EPA/841/D-13/001
322848 | NAT_NTOLINVNTAX | No. native non-tolerant invertivore taxa based on | NARS_WQX | 7/16/2014 6:11:01 AM | EPA/841/D-13/001
295927 | NAT_NTOLINVPIND | % native non-tolerant invertivore individuals base | NARSTEST | 10/27/2014 1:03:43 PM | EPA/841/D-13/001
322844 | NAT_NTOLINVPIND | % native non-tolerant invertivore individuals base | NARS_WQX | 7/16/2014 6:11:01 AM | EPA/841/D-13/001
322870 | NAT_NTOLINVPTAX | % native non-tolerant invertivore taxa based on TO | NARS_WQX | 7/16/2014 6:11:01 AM | EPA/841/D-13/001
295953 | NAT_NTOLINVPTAX | % native non-tolerant invertivore taxa based on TO | NARSTEST | 10/27/2014 1:03:44 PM | EPA/841/D-13/001
322737 | NAT_NTOLNTAX | No. native non-tolerant taxa based on TOLERANCE_NR | NARS_WQX | 7/16/2014 6:10:51 AM | EPA/841/D-13/001
295820 | NAT_NTOLNTAX | No. native non-tolerant taxa based on TOLERANCE_NR | NARSTEST | 10/27/2014 1:03:23 PM | EPA/841/D-13/001
295843 | NAT_NTOLPIND | % native non-tolerant individuals based on TOLERAN | NARSTEST | 10/27/2014 1:03:23 PM | EPA/841/D-13/001
322760 | NAT_NTOLPIND | % native non-tolerant individuals based on TOLERAN | NARS_WQX | 7/16/2014 6:10:52 AM | EPA/841/D-13/001
322734 | NAT_NTOLPTAX | % native non-tolerant taxa based on TOLERANCE_NRSA | NARS_WQX | 7/16/2014 6:10:51 AM | EPA/841/D-13/001
295817 | NAT_NTOLPTAX | % native non-tolerant taxa based on TOLERANCE_NRSA | NARSTEST | 10/27/2014 1:03:23 PM | EPA/841/D-13/001
322756 | NAT_OMNINTAX | No. native omnivore taxa | NARS_WQX | 7/16/2014 6:10:52 AM | EPA/841/D-13/001
295839 | NAT_OMNINTAX | No. native omnivore taxa | NARSTEST | 10/27/2014 1:03:23 PM | EPA/841/D-13/001
295822 | NAT_OMNIPIND | % native individuals as omnivore | NARSTEST | 10/27/2014 1:03:23 PM | EPA/841/D-13/001
322739 | NAT_OMNIPIND | % native individuals as omnivore | NARS_WQX | 7/16/2014 6:10:51 AM | EPA/841/D-13/001
295886 | NAT_OMNIPTAX | % native taxa as omnivore | NARSTEST | 10/27/2014 1:03:23 PM | EPA/841/D-13/001
322803 | NAT_OMNIPTAX | % native taxa as omnivore | NARS_WQX | 7/16/2014 6:10:52 AM | EPA/841/D-13/001
295837 | NAT_PIND | native % of total individuals | NARSTEST | 10/27/2014 1:03:23 PM | EPA/841/D-13/001
322754 | NAT_PIND | native % of total individuals | NARS_WQX | 7/16/2014 6:10:52 AM | EPA/841/D-13/001
322952 | NAT_PIND_PT | Score for NAT_PIND used in MMI | NARS_WQX | 7/16/2014 6:20:53 AM | EPA/841/D-13/001
296035 | NAT_PIND_PT | Score for NAT_PIND used in MMI | NARSTEST | 10/27/2014 1:23:49 PM | EPA/841/D-13/001
296034 | NAT_PIND_RES | Residual of modeled NAT_PIND used in scoring | NARSTEST | 10/27/2014 1:23:49 PM | EPA/841/D-13/001
322951 | NAT_PIND_RES | Residual of modeled NAT_PIND used in scoring | NARS_WQX | 7/16/2014 6:20:53 AM | EPA/841/D-13/001
322778 | NAT_PTAX | native % of total taxa | NARS_WQX | 7/16/2014 6:10:52 AM | EPA/841/D-13/001
295861 | NAT_PTAX | native % of total taxa | NARSTEST | 10/27/2014 1:03:23 PM | EPA/841/D-13/001
295899 | NAT_PTAX_PT | Score for NAT_PTAX used in MMI | NARSTEST | 10/27/2014 1:03:23 PM | EPA/841/D-13/001
322816 | NAT_PTAX_PT | Score for NAT_PTAX used in MMI | NARS_WQX | 7/16/2014 6:10:52 AM | EPA/841/D-13/001
296006 | NAT_PTAX_RES | Residual of modeled NAT_PTAX used in scoring | NARSTEST | 10/27/2014 1:06:03 PM | EPA/841/D-13/001
322923 | NAT_PTAX_RES | Residual of modeled NAT_PTAX used in scoring | NARS_WQX | 7/16/2014 6:11:54 AM | EPA/841/D-13/001
295904 | NAT_RBCATONTAX | No. native round-bodied sucker taxa | NARSTEST | 10/27/2014 1:03:29 PM | EPA/841/D-13/001
322821 | NAT_RBCATONTAX | No. native round-bodied sucker taxa | NARS_WQX | 7/16/2014 6:10:54 AM | EPA/841/D-13/001
295907 | NAT_RBCATOPIND | % native individuals as round-bodied sucker | NARSTEST | 10/27/2014 1:03:29 PM | EPA/841/D-13/001
322824 | NAT_RBCATOPIND | % native individuals as round-bodied sucker | NARS_WQX | 7/16/2014 6:10:55 AM | EPA/841/D-13/001
322823 | NAT_RBCATOPTAX | % native taxa as round-bodied sucker | NARS_WQX | 7/16/2014 6:10:55 AM | EPA/841/D-13/001
295906 | NAT_RBCATOPTAX | % native taxa as round-bodied sucker | NARSTEST | 10/27/2014 1:03:29 PM | EPA/841/D-13/001
322840 | NAT_RHEONTAX | No. native rheophilic taxa | NARS_WQX | 7/16/2014 6:11:01 AM | EPA/841/D-13/001
295923 | NAT_RHEONTAX | No. native rheophilic taxa | NARSTEST | 10/27/2014 1:03:43 PM | EPA/841/D-13/001
322868 | NAT_RHEOPIND | % native individuals as rheophilic | NARS_WQX | 7/16/2014 6:11:01 AM | EPA/841/D-13/001
295951 | NAT_RHEOPIND | % native individuals as rheophilic | NARSTEST | 10/27/2014 1:03:44 PM | EPA/841/D-13/001
322871 | NAT_RHEOPTAX | % native taxa as rheophilic | NARS_WQX | 7/16/2014 6:11:01 AM | EPA/841/D-13/001
295954 | NAT_RHEOPTAX | % native taxa as rheophilic | NARSTEST | 10/27/2014 1:03:44 PM | EPA/841/D-13/001
121331 | NAT_RICH_ALL | Number of Native Species - All Transects | EMAP_GRE | 2/5/2010 11:07:48 AM
296028 | NAT_SALMNTAX | No. native salmonid taxa | NARSTEST | 10/27/2014 1:16:53 PM | EPA/841/D-13/001
322945 | NAT_SALMNTAX | No. native salmonid taxa | NARS_WQX | 7/16/2014 6:17:36 AM | EPA/841/D-13/001
322940 | NAT_SALMPIND | % native individuals as salmonid | NARS_WQX | 7/16/2014 6:17:35 AM | EPA/841/D-13/001
296023 | NAT_SALMPIND | % native individuals as salmonid | NARSTEST | 10/27/2014 1:16:52 PM | EPA/841/D-13/001
296026 | NAT_SALMPTAX | % native taxa as salmonid | NARSTEST | 10/27/2014 1:16:53 PM | EPA/841/D-13/001
322943 | NAT_SALMPTAX | % native taxa as salmonid | NARS_WQX | 7/16/2014 6:17:35 AM | EPA/841/D-13/001
295991 | NAT_SENSLOTNTAX | No. native sensitive lotic taxa | NARSTEST | 10/27/2014 1:05:50 PM | EPA/841/D-13/001
322908 | NAT_SENSLOTNTAX | No. native sensitive lotic taxa | NARS_WQX | 7/16/2014 6:11:48 AM | EPA/841/D-13/001
295995 | NAT_SENSLOTPIND | % native individuals as sensitive lotic | NARSTEST | 10/27/2014 1:05:50 PM | EPA/841/D-13/001
322912 | NAT_SENSLOTPIND | % native individuals as sensitive lotic | NARS_WQX | 7/16/2014 6:11:49 AM | EPA/841/D-13/001
295994 | NAT_SENSLOTPTAX | % native taxa as sensitive lotic | NARSTEST | 10/27/2014 1:05:50 PM | EPA/841/D-13/001
322911 | NAT_SENSLOTPTAX | % native taxa as sensitive lotic | NARS_WQX | 7/16/2014 6:11:49 AM | EPA/841/D-13/001
296024 | NAT_SENSMIGRNTAX | No. native sensitive migratory taxa | NARSTEST | 10/27/2014 1:16:52 PM | EPA/841/D-13/001
322941 | NAT_SENSMIGRNTAX | No. native sensitive migratory taxa | NARS_WQX | 7/16/2014 6:17:35 AM | EPA/841/D-13/001
322946 | NAT_SENSMIGRPIND | % native individuals as sensitive migratory | NARS_WQX | 7/16/2014 6:17:36 AM | EPA/841/D-13/001
296029 | NAT_SENSMIGRPIND | % native individuals as sensitive migratory | NARSTEST | 10/27/2014 1:16:53 PM | EPA/841/D-13/001
296027 | NAT_SENSMIGRPTAX | % native taxa as sensitive migratory | NARSTEST | 10/27/2014 1:16:53 PM | EPA/841/D-13/001
322944 | NAT_SENSMIGRPTAX | % native taxa as sensitive migratory | NARS_WQX | 7/16/2014 6:17:35 AM | EPA/841/D-13/001
322798 | NAT_TOLRNIND | No. native tolerant individuals based on TOLERANCE | NARS_WQX | 7/16/2014 6:10:52 AM | EPA/841/D-13/001
295881 | NAT_TOLRNIND | No. native tolerant individuals based on TOLERANCE | NARSTEST | 10/27/2014 1:03:23 PM | EPA/841/D-13/001
322738 | NAT_TOLRNTAX | No. distinct Tolerant native taxa based on TOLERAN | NARS_WQX | 7/16/2014 6:10:51 AM | EPA/841/D-13/001
295821 | NAT_TOLRNTAX | No. distinct Tolerant native taxa based on TOLERAN | NARSTEST | 10/27/2014 1:03:23 PM | EPA/841/D-13/001
295860 | NAT_TOLRPIND | % Tolerant native individuals based on TOLERANCE_N | NARSTEST | 10/27/2014 1:03:23 PM | EPA/841/D-13/001
322777 | NAT_TOLRPIND | % Tolerant native individuals based on TOLERANCE_N | NARS_WQX | 7/16/2014 6:10:52 AM | EPA/841/D-13/001
322740 | NAT_TOLRPTAX | % Tolerant native taxa based on TOLERANCE_NRSA | NARS_WQX | 7/16/2014 6:10:51 AM | EPA/841/D-13/001
295823 | NAT_TOLRPTAX | % Tolerant native taxa based on TOLERANCE_NRSA | NARSTEST | 10/27/2014 1:03:23 PM | EPA/841/D-13/001
295852 | NAT_TOTLNIND | Total native individuals | NARSTEST | 10/27/2014 1:03:23 PM | EPA/841/D-13/001
322769 | NAT_TOTLNIND | Total native individuals | NARS_WQX | 7/16/2014 6:10:52 AM | EPA/841/D-13/001
322788 | NAT_TOTLNTAX | Total native taxa | NARS_WQX | 7/16/2014 6:10:52 AM | EPA/841/D-13/001
295871 | NAT_TOTLNTAX | Total native taxa | NARSTEST | 10/27/2014 1:03:23 PM | EPA/841/D-13/001
295872 | NAT_WTD_TV | Weighted average tolerance value among natives | NARSTEST | 10/27/2014 1:03:23 PM | EPA/841/D-13/001
322789 | NAT_WTD_TV | Weighted average tolerance value among natives | NARS_WQX | 7/16/2014 6:10:52 AM | EPA/841/D-13/001
296197 | NCO | Non-Chironomidae and Oligochaeta Richness | 21NYDECA_WQX | 4/15/2014 2:01:22 PM
323595 | NCORAL_CRUS/ON/LO_GI | Non-coralline crusts on Lottia | 11NPSWRD_WQX | 10/15/2018 5:26:43 PM |  |  | 0 - 100
323580 | NCORAL_CRUS/ON/MY_CA | Non-coralline crusts on Mytilu | 11NPSWRD_WQX | 10/15/2018 5:16:40 PM |  |  | 0 - 100
323583 | NCORAL_CRUS/ON/TE_RU | Non-coralline crusts on Tetrac | 11NPSWRD_WQX | 10/15/2018 5:16:40 PM |  |  | 0 - 100
323598 | NC_C/ON/CH_SPP/BA_GL | Non-coralline crusts on C/B.g | 11NPSWRD_WQX | 10/15/2018 5:29:10 PM |  |  | 0 - 100
121261 | NEMAPIND | Nematoda % Individuals | EMAP_GRE | 2/5/2010 12:04:03 PM
121262 | NEMAPTAX | Nematoda % Distinct Taxa | EMAP_GRE | 2/5/2010 12:04:03 PM
121263 | NEMARICH | Nematoda Distinct Taxa Richness | EMAP_GRE | 2/5/2010 12:04:03 PM
296163 | NFAMILY_UNITS | Number of non-diatom families per natural unit cou | NARSTEST | 10/28/2014 12:01:14 AM
322698 | NFAMILY_UNITS | Number of non-diatom families per natural unit cou | NARS_WQX | 7/16/2014 3:46:42 AM
296158 | NGENERA_UNITS | Number of non-diatom genera per natural unit count | NARSTEST | 10/28/2014 12:01:14 AM
322693 | NGENERA_UNITS | Number of non-diatom genera per natural unit count | NARS_WQX | 7/16/2014 3:46:42 AM
296162 | NGENERA_VALVE | Number of diatom genera per valve counted | NARSTEST | 10/28/2014 12:01:14 AM
322697 | NGENERA_VALVE | Number of diatom genera per valve counted | NARS_WQX | 7/16/2014 3:46:42 AM
293949 | NH4ION | Calculated NH4+ protolyte (ueq/L) | NARS_WQX | 7/6/2012 5:43:16 PM
145132 | NH4ION | Calculated NH4+ protolyte (ueq/L) | NARSTEST | 2/22/2012 4:18:19 PM
293957 | NH4N_PPM | Ammonium | NARS_WQX | 7/6/2012 5:43:16 PM
145146 | NH4N_PPM | Ammonium | NARSTEST | 2/22/2012 4:18:19 PM
164386 | NINTRVL | Number of Non-zero Velocity Intervals | NARSTEST | 10/5/2010 4:42:18 PM | EPA/620/R-99/003; http://www.epa.gov/emap2/html/pubs/docs/groupdocs/surfwatr/field/phyhab.html
296179 | NITZSCHIA | Proportion of diatom valves in the genus Nitzschia | NARSTEST | 10/28/2014 12:01:14 AM
322714 | NITZSCHIA | Proportion of diatom valves in the genus Nitzschia | NARS_WQX | 7/16/2014 3:46:42 AM
323606 | NJ TALU Attribute 2 Genrea | Number of NJ TALU Attribute 2 Genera | TNCNJ_WQX | 10/22/2018 1:03:21 PM | NJ_HGMI |  | 0 - 100
323495 | NJ TALU Attribute 2 Genrea | Number of NJ TALU Attribute 2 Genera | RHA | 10/3/2018 9:35:38 AM | NJ_HGMI |  | 0 - 100
323607 | NJ TALU Attribute 3 Genera | Number of NJ TALU Attribute 3 Genera | TNCNJ_WQX | 10/22/2018 1:03:21 PM | NJ_HGMI |  | 0 - 100
323494 | NJ TALU Attribute 3 Genera | Number of NJ TALU Attribute 3 Genera | RHA | 10/3/2018 9:35:38 AM | NJ_HGMI |  | 0 - 100
294313 | NJIS | Percent Ephemeropter, Plecoptera, Tricoptera | WQXTEST | 2/18/2015 2:21:19 PM |  |  | 0-100
293419 | NJIS_003 | Percent Dominance (%CDF) | NJDEP_BFBM | 8/23/2018 12:01:26 PM
13256 | NLCD11_KM2_BSN | Basin area as open water | NARSTEST | 3/14/2012 11:39:53 AM | EPA 841-R-09-001a; http://water.epa.gov/type/lakes/upload/nla_technical_appendix.pdf
293989 | NLCD11_KM2_BSN | Basin area as open water | NARS_WQX | 8/20/2013 4:49:01 PM | EPA 841-R-09-001a; http://water.epa.gov/type/lakes/upload/nla_technical_appendix.pdf
13310 | NLCD11_KM2_BUFR | Buffer area as open water | NARSTEST | 3/13/2012 6:47:29 PM | EPA 841-R-09-001a; http://water.epa.gov/type/lakes/upload/nla_technical_appendix.pdf
294113 | NLCD11_KM2_BUFR | Buffer area as open water | NARS_WQX | 8/28/2013 2:44:31 PM | EPA 841-R-09-001a; http://water.epa.gov/type/lakes/upload/nla_technical_appendix.pdf
13257 | NLCD12_KM2_BSN | Basin area as Perennial Ice/Snow | NARSTEST | 3/14/2012 11:39:53 AM | EPA 841-R-09-001a; http://water.epa.gov/type/lakes/upload/nla_technical_appendix.pdf
293990 | NLCD12_KM2_BSN | Basin area as Perennial Ice/Snow | NARS_WQX | 8/20/2013 4:49:01 PM | EPA 841-R-09-001a; http://water.epa.gov/type/lakes/upload/nla_technical_appendix.pdf
294114 | NLCD12_KM2_BUFR | Buffer area as Perennial Ice/Snow | NARS_WQX | 8/28/2013 2:44:31 PM | EPA 841-R-09-001a; http://water.epa.gov/type/lakes/upload/nla_technical_appendix.pdf
13311 | NLCD12_KM2_BUFR | Buffer area as Perennial Ice/Snow | NARSTEST | 3/13/2012 6:47:29 PM | EPA 841-R-09-001a; http://water.epa.gov/type/lakes/upload/nla_technical_appendix.pdf
293991 | NLCD21_KM2_BSN | Basin area as Developed, Open Space | NARS_WQX | 8/20/2013 4:49:01 PM | EPA 841-R-09-001a; http://water.epa.gov/type/lakes/upload/nla_technical_appendix.pdf
13258 | NLCD21_KM2_BSN | Basin area as Developed, Open Space | NARSTEST | 3/14/2012 11:39:53 AM | EPA 841-R-09-001a; http://water.epa.gov/type/lakes/upload/nla_technical_appendix.pdf
13312 | NLCD21_KM2_BUFR | Buffer area as Developed, Open Space | NARSTEST | 3/13/2012 6:47:29 PM | EPA 841-R-09-001a; http://water.epa.gov/type/lakes/upload/nla_technical_appendix.pdf
294115 | NLCD21_KM2_BUFR | Buffer area as Developed, Open Space | NARS_WQX | 8/28/2013 2:44:31 PM | EPA 841-R-09-001a; http://water.epa.gov/type/lakes/upload/nla_technical_appendix.pdf
293992 | NLCD22_KM2_BSN | Basin area as Developed, Low Intensity | NARS_WQX | 8/20/2013 4:49:01 PM | EPA 841-R-09-001a; http://water.epa.gov/type/lakes/upload/nla_technical_appendix.pdf
13259 | NLCD22_KM2_BSN | Basin area as Developed, Low Intensity | NARSTEST | 3/14/2012 11:39:53 AM | EPA 841-R-09-001a; http://water.epa.gov/type/lakes/upload/nla_technical_appendix.pdf
13313 | NLCD22_KM2_BUFR | Buffer area as Developed, Low Intensity | NARSTEST | 3/13/2012 6:47:29 PM | EPA 841-R-09-001a; http://water.epa.gov/type/lakes/upload/nla_technical_appendix.pdf
294116 | NLCD22_KM2_BUFR | Buffer area as Developed, Low Intensity | NARS_WQX | 8/28/2013 2:44:31 PM | EPA 841-R-09-001a; http://water.epa.gov/type/lakes/upload/nla_technical_appendix.pdf
13260 | NLCD23_KM2_BSN | Basin area as Developed, Medium Intensity | NARSTEST | 3/14/2012 11:39:53 AM | EPA 841-R-09-001a; http://water.epa.gov/type/lakes/upload/nla_technical_appendix.pdf
293993 | NLCD23_KM2_BSN | Basin area as Developed, Medium Intensity | NARS_WQX | 8/20/2013 4:49:01 PM | EPA 841-R-09-001a; http://water.epa.gov/type/lakes/upload/nla_technical_appendix.pdf
13314 | NLCD23_KM2_BUFR | Buffer area as Developed, Medium Intensity | NARSTEST | 3/13/2012 6:47:29 PM | EPA 841-R-09-001a; http://water.epa.gov/type/lakes/upload/nla_technical_appendix.pdf
294117 | NLCD23_KM2_BUFR | Buffer area as Developed, Medium Intensity | NARS_WQX | 8/28/2013 2:44:31 PM | EPA 841-R-09-001a; http://water.epa.gov/type/lakes/upload/nla_technical_appendix.pdf
293994 | NLCD24_KM2_BSN | Basin area as Developed, High Intensity | NARS_WQX | 8/20/2013 4:49:01 PM | EPA 841-R-09-001a; http://water.epa.gov/type/lakes/upload/nla_technical_appendix.pdf
13261 | NLCD24_KM2_BSN | Basin area as Developed, High Intensity | NARSTEST | 3/14/2012 11:39:53 AM | EPA 841-R-09-001a; http://water.epa.gov/type/lakes/upload/nla_technical_appendix.pdf
13315 | NLCD24_KM2_BUFR | Buffer area as Developed, High Intensity | NARSTEST | 3/13/2012 6:47:29 PM | EPA 841-R-09-001a; http://water.epa.gov/type/lakes/upload/nla_technical_appendix.pdf
294118 | NLCD24_KM2_BUFR | Buffer area as Developed, High Intensity | NARS_WQX | 8/28/2013 2:44:31 PM | EPA 841-R-09-001a; http://water.epa.gov/type/lakes/upload/nla_technical_appendix.pdf
293995 | NLCD31_KM2_BSN | Basin area as Barren Land | NARS_WQX | 8/20/2013 4:49:01 PM | EPA 841-R-09-001a; http://water.epa.gov/type/lakes/upload/nla_technical_appendix.pdf
13262 | NLCD31_KM2_BSN | Basin area as Barren Land | NARSTEST | 3/14/2012 11:39:53 AM | EPA 841-R-09-001a; http://water.epa.gov/type/lakes/upload/nla_technical_appendix.pdf
13316 | NLCD31_KM2_BUFR | Buffer area as Barren Land | NARSTEST | 3/13/2012 6:47:29 PM | EPA 841-R-09-001a; http://water.epa.gov/type/lakes/upload/nla_technical_appendix.pdf
294119 | NLCD31_KM2_BUFR | Buffer area as Barren Land | NARS_WQX | 8/28/2013 2:44:32 PM | EPA 841-R-09-001a; http://water.epa.gov/type/lakes/upload/nla_technical_appendix.pdf
293996 | NLCD32_KM2_BSN | Basin area as Unconsolidated Shore | NARS_WQX | 8/20/2013 4:49:01 PM | EPA 841-R-09-001a; http://water.epa.gov/type/lakes/upload/nla_technical_appendix.pdf
13263 | NLCD32_KM2_BSN | Basin area as Unconsolidated Shore | NARSTEST | 3/14/2012 11:39:53 AM | EPA 841-R-09-001a; http://water.epa.gov/type/lakes/upload/nla_technical_appendix.pdf
294120 | NLCD32_KM2_BUFR | Buffer area as Unconsolidated Shore | NARS_WQX | 8/28/2013 2:44:32 PM | EPA 841-R-09-001a; http://water.epa.gov/type/lakes/upload/nla_technical_appendix.pdf
13317 | NLCD32_KM2_BUFR | Buffer area as Unconsolidated Shore | NARSTEST | 3/13/2012 6:47:29 PM | EPA 841-R-09-001a; http://water.epa.gov/type/lakes/upload/nla_technical_appendix.pdf
13264 | NLCD41_KM2_BSN | Basin area as Deciduous Forest | NARSTEST | 3/14/2012 11:39:53 AM | EPA 841-R-09-001a; http://water.epa.gov/type/lakes/upload/nla_technical_appendix.pdf
293997 | NLCD41_KM2_BSN | Basin area as Deciduous Forest | NARS_WQX | 8/20/2013 4:49:01 PM | EPA 841-R-09-001a; http://water.epa.gov/type/lakes/upload/nla_technical_appendix.pdf
13318 | NLCD41_KM2_BUFR | Buffer area as Deciduous Forest | NARSTEST | 3/13/2012 6:47:29 PM | EPA 841-R-09-001a; http://water.epa.gov/type/lakes/upload/nla_technical_appendix.pdf
294121 | NLCD41_KM2_BUFR | Buffer area as Deciduous Forest | NARS_WQX | 8/28/2013 2:44:32 PM | EPA 841-R-09-001a; http://water.epa.gov/type/lakes/upload/nla_technical_appendix.pdf
13265 | NLCD42_KM2_BSN | Basin area as Evergreen Forest | NARSTEST | 3/14/2012 11:39:53 AM | EPA 841-R-09-001a; http://water.epa.gov/type/lakes/upload/nla_technical_appendix.pdf
293998 | NLCD42_KM2_BSN | Basin area as Evergreen Forest | NARS_WQX | 8/20/2013 4:49:01 PM | EPA 841-R-09-001a; http://water.epa.gov/type/lakes/upload/nla_technical_appendix.pdf
294122 | NLCD42_KM2_BUFR | Buffer area as Evergreen Forest | NARS_WQX | 8/28/2013 2:44:32 PM | EPA 841-R-09-001a; http://water.epa.gov/type/lakes/upload/nla_technical_appendix.pdf
13319 | NLCD42_KM2_BUFR | Buffer area as Evergreen Forest | NARSTEST | 3/13/2012 6:47:29 PM | EPA 841-R-09-001a; http://water.epa.gov/type/lakes/upload/nla_technical_appendix.pdf
13266 | NLCD43_KM2_BSN | Basin area as Mixed Forest | NARSTEST | 3/14/2012 11:39:53 AM | EPA 841-R-09-001a; http://water.epa.gov/type/lakes/upload/nla_technical_appendix.pdf
293999 | NLCD43_KM2_BSN | Basin area as Mixed Forest | NARS_WQX | 8/20/2013 4:49:01 PM | EPA 841-R-09-001a; http://water.epa.gov/type/lakes/upload/nla_technical_appendix.pdf
294123 | NLCD43_KM2_BUFR | Buffer area as Mixed Forest | NARS_WQX | 8/28/2013 2:44:32 PM | EPA 841-R-09-001a; http://water.epa.gov/type/lakes/upload/nla_technical_appendix.pdf
13320 | NLCD43_KM2_BUFR | Buffer area as Mixed Forest | NARSTEST | 3/13/2012 6:47:29 PM | EPA 841-R-09-001a; http://water.epa.gov/type/lakes/upload/nla_technical_appendix.pdf
294000 | NLCD51_KM2_BSN | Basin area as Dwarf Scrub | NARS_WQX | 8/20/2013 4:49:01 PM | EPA 841-R-09-001a; http://water.epa.gov/type/lakes/upload/nla_technical_appendix.pdf
13267 | NLCD51_KM2_BSN | Basin area as Dwarf Scrub | NARSTEST | 3/14/2012 11:39:53 AM | EPA 841-R-09-001a; http://water.epa.gov/type/lakes/upload/nla_technical_appendix.pdf
13321 | NLCD51_KM2_BUFR | Buffer area as Dwarf Scrub | NARSTEST | 3/13/2012 6:47:29 PM | EPA 841-R-09-001a; http://water.epa.gov/type/lakes/upload/nla_technical_appendix.pdf
294124 | NLCD51_KM2_BUFR | Buffer area as Dwarf Scrub | NARS_WQX | 8/28/2013 2:44:32 PM | EPA 841-R-09-001a; http://water.epa.gov/type/lakes/upload/nla_technical_appendix.pdf
294001 | NLCD52_KM2_BSN | Basin area as Dwarf Shrub | NARS_WQX | 8/20/2013 4:49:01 PM | EPA 841-R-09-001a; http://water.epa.gov/type/lakes/upload/nla_technical_appendix.pdf
13268 | NLCD52_KM2_BSN | Basin area as Dwarf Shrub | NARSTEST | 3/14/2012 11:39:53 AM | EPA 841-R-09-001a; http://water.epa.gov/type/lakes/upload/nla_technical_appendix.pdf
13322 | NLCD52_KM2_BUFR | Buffer area as Dwarf Shrub | NARSTEST | 3/13/2012 6:47:29 PM | EPA 841-R-09-001a; http://water.epa.gov/type/lakes/upload/nla_technical_appendix.pdf
294125 | NLCD52_KM2_BUFR | Buffer area as Dwarf Shrub | NARS_WQX | 8/28/2013 2:44:32 PM | EPA 841-R-09-001a; http://water.epa.gov/type/lakes/upload/nla_technical_appendix.pdf
13269 | NLCD71_KM2_BSN | Basin area as Grassland/Herbaceous | NARSTEST | 3/14/2012 11:39:53 AM | EPA 841-R-09-001a; http://water.epa.gov/type/lakes/upload/nla_technical_appendix.pdf
294002 | NLCD71_KM2_BSN | Basin area as Grassland/Herbaceous | NARS_WQX | 8/20/2013 4:49:01 PM | EPA 841-R-09-001a; http://water.epa.gov/type/lakes/upload/nla_technical_appendix.pdf
13323 | NLCD71_KM2_BUFR | Buffer area as Grassland/Herbaceous | NARSTEST | 3/13/2012 6:47:29 PM | EPA 841-R-09-001a; http://water.epa.gov/type/lakes/upload/nla_technical_appendix.pdf
294126 | NLCD71_KM2_BUFR | Buffer area as Grassland/Herbaceous | NARS_WQX | 8/28/2013 2:44:32 PM | EPA 841-R-09-001a; http://water.epa.gov/type/lakes/upload/nla_technical_appendix.pdf
294003 | NLCD72_KM2_BSN | Basin area as Sedge Herbaceous | NARS_WQX | 8/20/2013 4:49:01 PM | EPA 841-R-09-001a; http://water.epa.gov/type/lakes/upload/nla_technical_appendix.pdf
13270 | NLCD72_KM2_BSN | Basin area as Sedge Herbaceous | NARSTEST | 3/14/2012 11:39:53 AM | EPA 841-R-09-001a; http://water.epa.gov/type/lakes/upload/nla_technical_appendix.pdf
294127 | NLCD72_KM2_BUFR | Buffer area as Sedge Herbaceous | NARS_WQX | 8/28/2013 2:44:32 PM | EPA 841-R-09-001a; http://water.epa.gov/type/lakes/upload/nla_technical_appendix.pdf
13324 | NLCD72_KM2_BUFR | Buffer area as Sedge Herbaceous | NARSTEST | 3/13/2012 6:47:29 PM | EPA 841-R-09-001a; http://water.epa.gov/type/lakes/upload/nla_technical_appendix.pdf
294004 | NLCD73_KM2_BSN | Basin area as Lichens | NARS_WQX | 8/20/2013 4:49:01 PM | EPA 841-R-09-001a; http://water.epa.gov/type/lakes/upload/nla_technical_appendix.pdf
13271 | NLCD73_KM2_BSN | Basin area as Lichens | NARSTEST | 3/14/2012 11:39:53 AM | EPA 841-R-09-001a; http://water.epa.gov/type/lakes/upload/nla_technical_appendix.pdf
13325 | NLCD73_KM2_BUFR | Buffer area as Lichens | NARSTEST | 3/13/2012 6:47:29 PM | EPA 841-R-09-001a; http://water.epa.gov/type/lakes/upload/nla_technical_appendix.pdf
294128 | NLCD73_KM2_BUFR | Buffer area as Lichens | NARS_WQX | 8/28/2013 2:44:32 PM | EPA 841-R-09-001a; http://water.epa.gov/type/lakes/upload/nla_technical_appendix.pdf
294005 | NLCD74_KM2_BSN | Basin area as Moss | NARS_WQX | 8/20/2013 4:49:01 PM | EPA 841-R-09-001a; http://water.epa.gov/type/lakes/upload/nla_technical_appendix.pdf
13272 | NLCD74_KM2_BSN | Basin area as Moss | NARSTEST | 3/14/2012 11:39:53 AM | EPA 841-R-09-001a; http://water.epa.gov/type/lakes/upload/nla_technical_appendix.pdf
13326 | NLCD74_KM2_BUFR | Buffer area as Moss | NARSTEST | 3/13/2012 6:47:29 PM | EPA 841-R-09-001a; http://water.epa.gov/type/lakes/upload/nla_technical_appendix.pdf
294129 | NLCD74_KM2_BUFR | Buffer area as Moss | NARS_WQX | 8/28/2013 2:44:32 PM | EPA 841-R-09-001a; http://water.epa.gov/type/lakes/upload/nla_technical_appendix.pdf
294006 | NLCD81_KM2_BSN | Basin area as Pasture/Hay | NARS_WQX | 8/20/2013 4:49:01 PM | EPA 841-R-09-001a; http://water.epa.gov/type/lakes/upload/nla_technical_appendix.pdf
13273 | NLCD81_KM2_BSN | Basin area as Pasture/Hay | NARSTEST | 3/14/2012 11:39:53 AM | EPA 841-R-09-001a; http://water.epa.gov/type/lakes/upload/nla_technical_appendix.pdf
13327 | NLCD81_KM2_BUFR | Buffer area as Pasture/Hay | NARSTEST | 3/13/2012 6:47:29 PM | EPA 841-R-09-001a; http://water.epa.gov/type/lakes/upload/nla_technical_appendix.pdf
294130 | NLCD81_KM2_BUFR | Buffer area as Pasture/Hay | NARS_WQX | 8/28/2013 2:44:32 PM | EPA 841-R-09-001a; http://water.epa.gov/type/lakes/upload/nla_technical_appendix.pdf
294007 | NLCD82_KM2_BSN | Basin area as Cultivated Crops | NARS_WQX | 8/20/2013 4:49:01 PM | EPA 841-R-09-001a; http://water.epa.gov/type/lakes/upload/nla_technical_appendix.pdf
13274 | NLCD82_KM2_BSN | Basin area as Cultivated Crops | NARSTEST | 3/14/2012 11:39:53 AM | EPA 841-R-09-001a; http://water.epa.gov/type/lakes/upload/nla_technical_appendix.pdf
294131 | NLCD82_KM2_BUFR | Buffer area as Cultivated Crops | NARS_WQX | 8/28/2013 2:44:32 PM | EPA 841-R-09-001a; http://water.epa.gov/type/lakes/upload/nla_technical_appendix.pdf
13328 | NLCD82_KM2_BUFR | Buffer area as Cultivated Crops | NARSTEST | 3/13/2012 6:47:29 PM | EPA 841-R-09-001a; http://water.epa.gov/type/lakes/upload/nla_technical_appendix.pdf
13275 | NLCD90_KM2_BSN | Basin area as Woody Wetlands | NARSTEST | 3/14/2012 11:39:53 AM | EPA 841-R-09-001a; http://water.epa.gov/type/lakes/upload/nla_technical_appendix.pdf
294008 | NLCD90_KM2_BSN | Basin area as Woody Wetlands | NARS_WQX | 8/20/2013 4:49:01 PM | EPA 841-R-09-001a; http://water.epa.gov/type/lakes/upload/nla_technical_appendix.pdf
294132 | NLCD90_KM2_BUFR | Buffer area as Woody Wetlands | NARS_WQX | 8/28/2013 2:44:32 PM | EPA 841-R-09-001a; http://water.epa.gov/type/lakes/upload/nla_technical_appendix.pdf
13329 | NLCD90_KM2_BUFR | Buffer area as Woody Wetlands | NARSTEST | 3/13/2012 6:47:29 PM | EPA 841-R-09-001a; http://water.epa.gov/type/lakes/upload/nla_technical_appendix.pdf
294009 | NLCD91_KM2_BSN | Basin area as Palustrine Forested Wetland | NARS_WQX | 8/20/2013 4:49:01 PM | EPA 841-R-09-001a; http://water.epa.gov/type/lakes/upload/nla_technical_appendix.pdf
13276 | NLCD91_KM2_BSN | Basin area as Palustrine Forested Wetland | NARSTEST | 3/14/2012 11:39:53 AM | EPA 841-R-09-001a; http://water.epa.gov/type/lakes/upload/nla_technical_appendix.pdf
13330 | NLCD91_KM2_BUFR | Buffer area as Palustrine Forested Wetland | NARSTEST | 3/13/2012 6:47:29 PM | EPA 841-R-09-001a; http://water.epa.gov/type/lakes/upload/nla_technical_appendix.pdf
294133 | NLCD91_KM2_BUFR | Buffer area as Palustrine Forested Wetland | NARS_WQX | 8/28/2013 2:44:32 PM | EPA 841-R-09-001a; http://water.epa.gov/type/lakes/upload/nla_technical_appendix.pdf
294010 | NLCD92_KM2_BSN | Basin area as Palustrine Scrub/Shrub | NARS_WQX | 8/20/2013 4:49:01 PM | EPA 841-R-09-001a; http://water.epa.gov/type/lakes/upload/nla_technical_appendix.pdf
13277 | NLCD92_KM2_BSN | Basin area as Palustrine Scrub/Shrub | NARSTEST | 3/14/2012 11:39:53 AM | EPA 841-R-09-001a; http://water.epa.gov/type/lakes/upload/nla_technical_appendix.pdf
13331 | NLCD92_KM2_BUFR | Buffer area as Palustrine Scrub/Shrub | NARSTEST | 3/13/2012 6:47:29 PM | EPA 841-R-09-001a; http://water.epa.gov/type/lakes/upload/nla_technical_appendix.pdf
294134 | NLCD92_KM2_BUFR | Buffer area as Palustrine Scrub/Shrub | NARS_WQX | 8/28/2013 2:44:32 PM | EPA 841-R-09-001a; http://water.epa.gov/type/lakes/upload/nla_technical_appendix.pdf
294011 | NLCD93_KM2_BSN | Basin area as Estuarine Forested Wetlands | NARS_WQX | 8/20/2013 4:49:01 PM | EPA 841-R-09-001a; http://water.epa.gov/type/lakes/upload/nla_technical_appendix.pdf
13278 | NLCD93_KM2_BSN | Basin area as Estuarine Forested Wetlands | NARSTEST | 3/14/2012 11:39:53 AM | EPA 841-R-09-001a; http://water.epa.gov/type/lakes/upload/nla_technical_appendix.pdf
294135 | NLCD93_KM2_BUFR | Buffer area as Estuarine Forested Wetlands | NARS_WQX | 8/28/2013 2:44:32 PM | EPA 841-R-09-001a; http://water.epa.gov/type/lakes/upload/nla_technical_appendix.pdf
13332 | NLCD93_KM2_BUFR | Buffer area as Estuarine Forested Wetlands | NARSTEST | 3/13/2012 6:47:29 PM | EPA 841-R-09-001a; http://water.epa.gov/type/lakes/upload/nla_technical_appendix.pdf
13279 | NLCD94_KM2_BSN | Basin area as Estuarine Scrub/Shrub | NARSTEST | 3/14/2012 11:39:53 AM | EPA 841-R-09-001a; http://water.epa.gov/type/lakes/upload/nla_technical_appendix.pdf
294012 | NLCD94_KM2_BSN | Basin area as Estuarine Scrub/Shrub | NARS_WQX | 8/20/2013 4:49:01 PM | EPA 841-R-09-001a; http://water.epa.gov/type/lakes/upload/nla_technical_appendix.pdf
294136 | NLCD94_KM2_BUFR | Buffer area as Estuarine Scrub/Shrub | NARS_WQX | 8/28/2013 2:44:32 PM | EPA 841-R-09-001a; http://water.epa.gov/type/lakes/upload/nla_technical_appendix.pdf
13333 | NLCD94_KM2_BUFR | Buffer area as Estuarine Scrub/Shrub | NARSTEST | 3/13/2012 6:47:29 PM | EPA 841-R-09-001a; http://water.epa.gov/type/lakes/upload/nla_technical_appendix.pdf
13280 | NLCD95_KM2_BSN | Basin area as Emergent Herbaceoous Wetland | NARSTEST | 3/14/2012 11:39:53 AM | EPA 841-R-09-001a; http://water.epa.gov/type/lakes/upload/nla_technical_appendix.pdf
294013 | NLCD95_KM2_BSN | Basin area as Emergent Herbaceoous Wetland | NARS_WQX | 8/20/2013 4:49:01 PM | EPA 841-R-09-001a; http://water.epa.gov/type/lakes/upload/nla_technical_appendix.pdf
13334 | NLCD95_KM2_BUFR | Buffer area as Emergent Herbaceoous Wetland | NARSTEST | 3/13/2012 6:47:29 PM | EPA 841-R-09-001a; http://water.epa.gov/type/lakes/upload/nla_technical_appendix.pdf
294137 | NLCD95_KM2_BUFR | Buffer area as Emergent Herbaceoous Wetland | NARS_WQX | 8/28/2013 2:44:32 PM | EPA 841-R-09-001a; http://water.epa.gov/type/lakes/upload/nla_technical_appendix.pdf
294014 | NLCD96_KM2_BSN | Basin area as Pal. Emerg. Wetl. (Persistent) | NARS_WQX | 8/20/2013 4:49:01 PM | EPA 841-R-09-001a; http://water.epa.gov/type/lakes/upload/nla_technical_appendix.pdf
13281 | NLCD96_KM2_BSN | Basin area as Pal. Emerg. Wetl. (Persistent) | NARSTEST | 3/14/2012 11:39:53 AM | EPA 841-R-09-001a; http://water.epa.gov/type/lakes/upload/nla_technical_appendix.pdf
13335 | NLCD96_KM2_BUFR | Buffer area as Pal. Emer. Wetl. (Persistent) | NARSTEST | 3/13/2012 6:47:29 PM | EPA 841-R-09-001a; http://water.epa.gov/type/lakes/upload/nla_technical_appendix.pdf
294138 | NLCD96_KM2_BUFR | Buffer area as Pal. Emer. Wetl. (Persistent) | NARS_WQX | 8/28/2013 2:44:32 PM | EPA 841-R-09-001a; http://water.epa.gov/type/lakes/upload/nla_technical_appendix.pdf
294015 | NLCD97_KM2_BSN | Basin area as Palustrine Emergent Wetland | NARS_WQX | 8/20/2013 4:49:01 PM | EPA 841-R-09-001a; http://water.epa.gov/type/lakes/upload/nla_technical_appendix.pdf
13282 | NLCD97_KM2_BSN | Basin area as Palustrine Emergent Wetland | NARSTEST | 3/14/2012 11:39:53 AM | EPA 841-R-09-001a; http://water.epa.gov/type/lakes/upload/nla_technical_appendix.pdf
13336 | NLCD97_KM2_BUFR | Buffer area as Palustrine Emergent Wetland | NARSTEST | 3/13/2012 6:47:29 PM | EPA 841-R-09-001a; http://water.epa.gov/type/lakes/upload/nla_technical_appendix.pdf
294139 | NLCD97_KM2_BUFR | Buffer area as Palustrine Emergent Wetland | NARS_WQX | 8/28/2013 2:44:32 PM | EPA 841-R-09-001a; http://water.epa.gov/type/lakes/upload/nla_technical_appendix.pdf
13283 | NLCD98_KM2_BSN | Basin area as Palustrine Aquatic Bed | NARSTEST | 3/14/2012 11:39:53 AM | EPA 841-R-09-001a; http://water.epa.gov/type/lakes/upload/nla_technical_appendix.pdf
294016 | NLCD98_KM2_BSN | Basin area as Palustrine Aquatic Bed | NARS_WQX | 8/20/2013 4:49:01 PM | EPA 841-R-09-001a; http://water.epa.gov/type/lakes/upload/nla_technical_appendix.pdf
294140 | NLCD98_KM2_BUFR | Buffer area as Palustrine Aquatic Bed | NARS_WQX | 8/28/2013 2:44:32 PM | EPA 841-R-09-001a; http://water.epa.gov/type/lakes/upload/nla_technical_appendix.pdf
13337 | NLCD98_KM2_BUFR | Buffer area as Palustrine Aquatic Bed | NARSTEST | 3/13/2012 6:47:29 PM | EPA 841-R-09-001a; http://water.epa.gov/type/lakes/upload/nla_technical_appendix.pdf
294017 | NLCD99_KM2_BSN | Basin area as Estuarine Aquatic Bed | NARS_WQX | 8/20/2013 4:49:01 PM | EPA 841-R-09-001a; http://water.epa.gov/type/lakes/upload/nla_technical_appendix.pdf
13284 | NLCD99_KM2_BSN | Basin area as Estuarine Aquatic Bed | NARSTEST | 3/14/2012 11:39:53 AM | EPA 841-R-09-001a; http://water.epa.gov/type/lakes/upload/nla_technical_appendix.pdf
294141 | NLCD99_KM2_BUFR | Buffer area as Estuarine Aquatic Bed | NARS_WQX | 8/28/2013 2:44:32 PM | EPA 841-R-09-001a; http://water.epa.gov/type/lakes/upload/nla_technical_appendix.pdf
13338 | NLCD99_KM2_BUFR | Buffer area as Estuarine Aquatic Bed | NARSTEST | 3/13/2012 6:47:29 PM | EPA 841-R-09-001a; http://water.epa.gov/type/lakes/upload/nla_technical_appendix.pdf
293958 | NO3NO2_FLAG | Flag for NO3_NO2 | NARS_WQX | 7/6/2012 5:43:18 PM
145147 | NO3NO2_FLAG | Flag for NO3_NO2 | NARSTEST | 2/22/2012 4:18:20 PM
145142 | NO3NO2_HT | Number of Days between Sample Collection and Lab A | NARSTEST | 2/22/2012 4:18:19 PM
293953 | NO3NO2_HT | Number of Days between Sample Collection and Lab A | NARS_WQX | 7/6/2012 5:43:16 PM
293954 | NO3NO2_HT_ALERT | NO3NO2 Holding Time Exceeded Limit of 7 Days (Y/N) | NARS_WQX | 7/6/2012 5:43:16 PM
145143 | NO3NO2_HT_ALERT | NO3NO2 Holding Time Exceeded Limit of 7 Days (Y/N) | NARSTEST | 2/22/2012 4:18:19 PM
145144 | NO3NO2_RL_ALERT | NO3NO2 Value Below Reporting Limit of 0.02 mg N/L | NARSTEST | 2/22/2012 4:18:19 PM
293955 | NO3NO2_RL_ALERT | NO3NO2 Value Below Reporting Limit of 0.02 mg N/L | NARS_WQX | 7/6/2012 5:43:16 PM
293956 | NO3N_PPM | Nitrate | NARS_WQX | 7/6/2012 5:43:16 PM
145145 | NO3N_PPM | Nitrate | NARSTEST | 2/22/2012 4:18:19 PM
293952 | NO3_NO2 | Nitrate + Nitrite by Flow Injection Analysis (mg N | NARS_WQX | 7/6/2012 5:43:16 PM
145141 | NO3_NO2 | Nitrate + Nitrite by Flow Injection Analysis (mg N | NARSTEST | 2/22/2012 4:18:19 PM
296074 | NOINNTAX | No. of Non-insects taxa | NARSTEST | 10/27/2014 6:35:11 PM | EPA/841/D-13/001
323005 | NOINNTAX | No. of Non-insects taxa | NARS_WQX | 7/16/2014 10:22:52 AM | EPA/841/D-13/001
296067 | NOINPIND | % Non-insects individuals | NARSTEST | 10/27/2014 6:35:11 PM | EPA/841/D-13/001
322998 | NOINPIND | % Non-insects individuals | NARS_WQX | 7/16/2014 10:22:52 AM | EPA/841/D-13/001
323022 | NOINPTAX | % Non-insects taxa | NARS_WQX | 7/16/2014 10:22:52 AM | EPA/841/D-13/001
296091 | NOINPTAX | % Non-insects taxa | NARSTEST | 10/27/2014 6:35:11 PM | EPA/841/D-13/001
121264 | NOINRICH | Non-Insect Distinct Taxa Richness | EMAP_GRE | 2/5/2010 12:04:03 PM
323475 | Non-Insect Taxa Richness | Non-Insect Taxa Richness | OREGONDEQ | 2/8/2019 11:49:34 AM |  | Number of unique Non Insect taxa
323518 | NONCORALLINE_CRUSTS | Non-coralline crusts | 11NPSWRD_WQX | 10/15/2018 5:16:07 PM |  |  | 0 - 100
121338 | NONINDIG_NIND_ALL | Number of Nonindigenous Individuals - All Transect | EMAP_GRE | 2/5/2010 11:07:48 AM
121337 | NONINDIG_RICH_ALL | Number of Nonindigenous Species - All Transects | EMAP_GRE | 2/5/2010 11:07:48 AM
296166 | NONRSATAXA_CELLS | Number of NRSA taxa based on cells counted | NARSTEST | 10/28/2014 12:01:14 AM
322701 | NONRSATAXA_CELLS | Number of NRSA taxa based on cells counted | NARS_WQX | 7/16/2014 3:46:42 AM
296177 | NONRSATAXA_UNITS | Number of NRSA taxa per natural unit counted | NARSTEST | 10/28/2014 12:01:14 AM
322712 | NONRSATAXA_UNITS | Number of NRSA taxa per natural unit counted | NARS_WQX | 7/16/2014 3:46:42 AM
293389 | NONW | understory (0.5-5m)cover by nonwoody veg | NARSTEST | 2/23/2012 6:42:01 PM | EPA/620/R-99/003; http://www.epa.gov/emap2/html/pubs/docs/groupdocs/surfwatr/field/phyhab.html
293895 | NONW | understory (0.5-5m)cover by nonwoody veg | NARS_WQX | 3/28/2012 1:00:09 AM | EPA/620/R-99/003; http://www.epa.gov/emap2/html/pubs/docs/groupdocs/surfwatr/field/phyhab.html
293976 | NON_SALINE | Lake is non-saline waterbody. | NARS_WQX | 7/6/2012 5:34:47 PM | EPA 841-R-09-001a; http://water.epa.gov/type/lakes/upload/nla_technical_appendix.pdf
56255 | NON_SALINE | Lake is non-saline waterbody. | NARSTEST | 3/16/2010 11:12:08 AM
322716 | NORDERS_VALVE | Number of diatom orders per valve counted | NARS_WQX | 7/16/2014 3:46:42 AM
296181 | NORDERS_VALVE | Number of diatom orders per valve counted | NARSTEST | 10/28/2014 12:01:14 AM
296153 | NORDER_UNITS | Number of non-diatom orders per natural unit count | NARSTEST | 10/28/2014 12:01:14 AM
322688 | NORDER_UNITS | Number of non-diatom orders per natural unit count | NARS_WQX | 7/16/2014 3:46:42 AM
296039 | NOTFISH | Reason site not fished: Equipment failure, No perm | NARSTEST | 10/27/2014 1:32:47 PM | EPA/841/D-13/001
322956 | NOTFISH | Reason site not fished: Equipment failure, No perm | NARS_WQX | 7/16/2014 6:24:21 AM | EPA/841/D-13/001
293870 | NOTREES | No trees in range or sight | NARS_WQX | 3/27/2012 5:14:50 PM
293793 | NOTREES | No trees in range or sight | NARSTEST | 2/23/2012 7:29:52 PM
323340 | NR | Native Species Richness | 21KY_WQX | 5/5/2017 3:26:27 PM
237 | NRCS | Riparian Assessment Worksheet | MDEQ_WQ_WQX | 5/5/2014 4:27:36 PM
322704 | NTAXA_DIAT | Number of diatom taxa counted | NARS_WQX | 7/16/2014 3:46:42 AM
296169 | NTAXA_DIAT | Number of diatom taxa counted | NARSTEST | 10/28/2014 12:01:14 AM
294555 | NTL_COND | Site condition class based on total nitrogen conce | NARSTEST | 11/20/2013 10:27:42 AM | EPA/841/D-13/001
322468 | NTL_COND | Site condition class based on total nitrogen conce | NARS_WQX | 7/15/2014 8:31:53 PM | EPA/841/D-13/001
160070 | NTL_INF_DIF | Difference (Top - Bottom) in Diatom-inferred Total | NARSTEST | 3/16/2010 10:45:35 AM
160069 | NTL_SIGTEST | Is NTL_INF_DIF significantly different from 0? | NARSTEST | 3/13/2012 6:13:43 PM | EPA 841-R-09-001a; http://water.epa.gov/type/lakes/upload/nla_technical_appendix.pdf
294107 | NTL_SIGTEST | Is NTL_INF_DIF significantly different from 0? | NARS_WQX | 8/9/2012 1:25:43 PM | EPA 841-R-09-001a; http://water.epa.gov/type/lakes/upload/nla_technical_appendix.pdf
295971 | NTOLBENTNTAX | No. non-tolerant benthic taxa | NARSTEST | 10/27/2014 1:03:44 PM | EPA/841/D-13/001
322888 | NTOLBENTNTAX | No. non-tolerant benthic taxa | NARS_WQX | 7/16/2014 6:11:01 AM | EPA/841/D-13/001
322837 | NTOLBENTPIND | % non-tolerant benthic individuals | NARS_WQX | 7/16/2014 6:11:00 AM | EPA/841/D-13/001
295920 | NTOLBENTPIND | % non-tolerant benthic individuals | NARSTEST | 10/27/2014 1:03:43 PM | EPA/841/D-13/001
322850 | NTOLBENTPTAX | % non-tolerant benthic taxa | NARS_WQX | 7/16/2014 6:11:01 AM | EPA/841/D-13/001
295933 | NTOLBENTPTAX | % non-tolerant benthic taxa | NARSTEST | 10/27/2014 1:03:43 PM | EPA/841/D-13/001
295972 | NTOLCARNNTAX | No. non-tolerant carnivore taxa | NARSTEST | 10/27/2014 1:04:26 PM | EPA/841/D-13/001
322889 | NTOLCARNNTAX | No. non-tolerant carnivore taxa | NARS_WQX | 7/16/2014 6:11:17 AM | EPA/841/D-13/001
295974 | NTOLCARNPIND | % non-tolerant carnivore individuals | NARSTEST | 10/27/2014 1:04:26 PM | EPA/841/D-13/001
322891 | NTOLCARNPIND | % non-tolerant carnivore individuals | NARS_WQX | 7/16/2014 6:11:18 AM | EPA/841/D-13/001
322894 | NTOLCARNPTAX | % non-tolerant carnivore taxa | NARS_WQX | 7/16/2014 6:11:18 AM | EPA/841/D-13/001
295977 | NTOLCARNPTAX | % non-tolerant carnivore taxa | NARSTEST | 10/27/2014 1:04:27 PM | EPA/841/D-13/001
295955 | NTOLINVNTAX | No. non-tolerant invertivore taxa | NARSTEST | 10/27/2014 1:03:44 PM | EPA/841/D-13/001
322872 | NTOLINVNTAX | No. non-tolerant invertivore taxa | NARS_WQX | 7/16/2014 6:11:01 AM | EPA/841/D-13/001
295932 | NTOLINVPIND | % non-tolerant invertivore individuals | NARSTEST | 10/27/2014 1:03:43 PM | EPA/841/D-13/001
322849 | NTOLINVPIND | % non-tolerant invertivore individuals | NARS_WQX | 7/16/2014 6:11:01 AM | EPA/841/D-13/001
322847 | NTOLINVPTAX | % non-tolerant invertivore taxa | NARS_WQX | 7/16/2014 6:11:01 AM | EPA/841/D-13/001
295930 | NTOLINVPTAX | % non-tolerant invertivore taxa | NARSTEST | 10/27/2014 1:03:43 PM | EPA/841/D-13/001
322728 | NTOLNTAX | No. of non-tolerants (PTV<6) taxa | NARS_WQX | 7/16/2014 10:22:52 AM | EPA/841/D-13/001
295811 | NTOLNTAX | No. of non-tolerants (PTV<6) taxa | NARSTEST | 10/27/2014 6:35:11 PM | EPA/841/D-13/001
295831 | NTOLPIND | % non-tolerants (PTV<6) individuals | NARSTEST | 10/27/2014 6:35:11 PM | EPA/841/D-13/001
121265 | NTOLPIND | Non-Tolerant (TOLVAL 0-5.999) % Individuals | EMAP_GRE | 2/5/2010 12:04:03 PM
322748 | NTOLPIND | % non-tolerants (PTV<6) individuals | NARS_WQX | 7/16/2014 10:22:52 AM | EPA/841/D-13/001
121266 | NTOLPTAX | Non-Tolerant (TOLVAL 0-5.999) % Distinct Taxa | EMAP_GRE | 2/5/2010 12:04:03 PM
295855 | NTOLPTAX | % non-tolerants (PTV<6) taxa | NARSTEST | 10/27/2014 6:35:11 PM | EPA/841/D-13/001
322772 | NTOLPTAX | % non-tolerants (PTV<6) taxa | NARS_WQX | 7/16/2014 10:22:52 AM | EPA/841/D-13/001
296003 | NTOLPTAX_PT | Score for NTOLPTAX used in MMI | NARSTEST | 10/27/2014 1:06:03 PM | EPA/841/D-13/001
322920 | NTOLPTAX_PT | Score for NTOLPTAX used in MMI | NARS_WQX | 7/16/2014 6:11:54 AM | EPA/841/D-13/001
322921 | NTOLPTAX_RES | Residual of modeled NTOLPTAX used in scoring | NARS_WQX | 7/16/2014 6:11:54 AM | EPA/841/D-13/001
296004 | NTOLPTAX_RES | Residual of modeled NTOLPTAX used in scoring | NARSTEST | 10/27/2014 1:06:03 PM | EPA/841/D-13/001
121267 | NTOLRICH | Non-Tolerant (TOLVAL 0-5.999) Distinct Taxa Richne | EMAP_GRE | 2/5/2010 12:04:03 PM
293827 | NUMBER OF EPT INDEX | NUMBER OF EPT INDEX | TCEQMAIN | 10/26/2018 3:32:53 PM
293617 | NUMBER OF INDIVIDUALS PER MINUTE EL | NUMBER OF INDIVIDUALS PER MINUTE ELECTROFISHING | TCEQMAIN | 10/26/2018 3:32:53 PM
293616 | NUMBER OF INDIVIDUALS PER SEINE HAU | NUMBER OF INDIVIDUALS PER SEINE HAUL | TCEQMAIN | 10/26/2018 3:32:53 PM
294186 | Number of Intolerant Taxa | Number of Intolerant Taxa | SOUTHUTE | 3/29/2018 5:56:51 PM
293818 | NUMBER OF NON-INSECT TAXA | NUMBER OF NON-INSECT TAXA | TCEQMAIN | 10/26/2018 3:32:53 PM
293817 | NUMBER OF RIFFLES HQI SCORE: 4=ABUN | NUMBER OF RIFFLES HQI SCORE: 4=ABUNDANT 3=COMMON 2 | TCEQMAIN | 10/26/2018 3:32:53 PM
293607 | NUMBER OF SPECIES, FISH | NUMBER OF SPECIES, FISH | TCEQMAIN | 10/26/2018 3:32:53 PM
294179 | Number of Taxa | Number of Taxa | SOUTHUTE | 3/29/2018 5:56:51 PM
294191 | Numer of Clinger Taxa | Number of Clinger Taxa | SOUTHUTE | 3/29/2018 5:56:51 PM
293970 | NUT_REG | Nutrient ecoregion (EPA criteria for lakes & res.) | NARS_WQX | 7/6/2012 5:34:47 PM | EPA 841-R-09-001a; http://water.epa.gov/type/lakes/upload/nla_technical_appendix.pdf
56250 | NUT_REG | Nutrient ecoregion (EPA criteria for lakes & res.) | NARSTEST | 3/16/2010 11:12:08 AM
323469 | Observed Taxa | Observed Taxa | OREGONDEQ | 6/22/2018 1:21:36 PM |  | RIVPACS PREDATOR 2008 Model Observed Taxa
296076 | ODONNTAX | No. of Odonata taxa | NARSTEST | 10/27/2014 6:35:11 PM | EPA/841/D-13/001
323007 | ODONNTAX | No. of Odonata taxa | NARS_WQX | 7/16/2014 10:22:52 AM | EPA/841/D-13/001
296050 | ODONPIND | % Odonata individuals | NARSTEST | 10/27/2014 6:35:11 PM | EPA/841/D-13/001
121268 | ODONPIND | Odonata % Individuals | EMAP_GRE | 2/5/2010 12:04:03 PM
322981 | ODONPIND | % Odonata individuals | NARS_WQX | 7/16/2014 10:22:52 AM | EPA/841/D-13/001
323076 | ODONPTAX | % Odonata taxa | NARS_WQX | 7/16/2014 10:22:53 AM | EPA/841/D-13/001
121269 | ODONPTAX | Odonata % Distinct Taxa | EMAP_GRE | 2/5/2010 12:04:03 PM
296145 | ODONPTAX | % Odonata taxa | NARSTEST | 10/27/2014 6:35:12 PM | EPA/841/D-13/001
121270 | ODONRICH | Odonata Distinct Taxa Richness | EMAP_GRE | 2/5/2010 12:04:03 PM
323253 | Odor | Sediment Odor | NARS_WQX | 11/3/2014 10:51:30 PM | EPA/620/R-01/003
322559 | Odor | Sediment Odor | NARSTEST | 9/25/2014 1:29:02 PM | EPA/620/R-01/003
322550 | odor | Sediment Odor | BETA_OCMA | 11/17/2014 12:55:14 PM
293959 | OE5 | Plankton O/E value | NARS_WQX | 8/24/2012 4:52:03 PM
97665 | OE5 | Plankton O/E value | NARSTEST | 2/22/2012 4:07:54 PM
145131 | OH | Hydroxide from PH_LAB (ueq/L) | NARSTEST | 11/16/2011 11:24:20 AM
323535 | OLDC_BARE_SUBSTRATE | Old category: bare substrate | 11NPSWRD_WQX | 10/15/2018 5:16:20 PM |  |  | 0 - 100
323539 | OLDC_OTHER_ANIMALS | Old category: other animals | 11NPSWRD_WQX | 10/15/2018 5:16:20 PM |  |  | 0 - 100
323536 | OLDC_OTHER_PLANTS | Old category: other plants | 11NPSWRD_WQX | 10/15/2018 5:16:20 PM |  |  | 0 - 100
323441 | OLIGOCHAETA%Comp | % COMPOSITION OF OLIGOCHAETA | PICURIS_PUEBLO | 10/17/2018 7:20:48 AM
296120 | OLLENTAX | No. of Oligochaete and leech taxa | NARSTEST | 10/27/2014 6:35:11 PM | EPA/841/D-13/001
323051 | OLLENTAX | No. of Oligochaete and leech taxa | NARS_WQX | 7/16/2014 10:22:53 AM | EPA/841/D-13/001
121271 | OLLEPIND | Oligochaete/Leech % Individuals | EMAP_GRE | 2/5/2010 12:04:03 PM
323073 | OLLEPIND | % Oligochaete and leech individuals | NARS_WQX | 7/16/2014 10:22:53 AM | EPA/841/D-13/001
296142 | OLLEPIND | % Oligochaete and leech individuals | NARSTEST | 10/27/2014 6:35:11 PM | EPA/841/D-13/001
121272 | OLLEPTAX | Oligochaete/Leech % Distinct Taxa | EMAP_GRE | 2/5/2010 12:04:03 PM
322976 | OLLEPTAX | % Oligochaete and leech taxa | NARS_WQX | 7/16/2014 10:22:52 AM | EPA/841/D-13/001
296045 | OLLEPTAX | % Oligochaete and leech taxa | NARSTEST | 10/27/2014 6:35:11 PM | EPA/841/D-13/001
121273 | OLLERICH | Oligochaete/Leech Distinct Taxa Richness | EMAP_GRE | 2/5/2010 12:04:03 PM
322775 | OMNINTAX | No. omnivore taxa | NARS_WQX | 7/16/2014 6:10:52 AM | EPA/841/D-13/001
295858 | OMNINTAX | No. omnivore taxa | NARSTEST | 10/27/2014 1:03:23 PM | EPA/841/D-13/001
322781 | OMNIPIND | % omnivore individuals | NARS_WQX | 7/16/2014 6:10:52 AM | EPA/841/D-13/001
295864 | OMNIPIND | % omnivore individuals | NARSTEST | 10/27/2014 1:03:23 PM | EPA/841/D-13/001
322761 | OMNIPTAX | % omnivore taxa | NARS_WQX | 7/16/2014 6:10:52 AM | EPA/841/D-13/001
295844 | OMNIPTAX | % omnivore taxa | NARSTEST | 10/27/2014 1:03:23 PM | EPA/841/D-13/001
323470 | Omnivore Richness | Omnivore Richness | OREGONDEQ | 2/8/2019 11:49:34 AM |  | Number of unique Omnivore FFG taxa
121375 | OMNI_BIO_ALL | Total Omnivore Species Biomass - All Transects | EMAP_GRE | 2/5/2010 11:07:48 AM
121373 | OMNI_NIND_ALL | Number of Individual Omnivores - All Transects | EMAP_GRE | 2/5/2010 11:07:48 AM
121372 | OMNI_RICH_ALL | Number of Omnivore Species - All Transects | EMAP_GRE | 2/5/2010 11:07:48 AM
56258 | OPEN_WATER | Lake has > 1000 m2 of open water. | NARSTEST | 3/16/2010 11:12:08 AM
293979 | OPEN_WATER | Lake has > 1000 m2 of open water. | NARS_WQX | 7/6/2012 5:34:47 PM | EPA 841-R-09-001a; http://water.epa.gov/type/lakes/upload/nla_technical_appendix.pdf
293671 | ORGANIC | % Organic | MRWA | 2/8/2012 10:47:21 AM
293698 | ORGANIC | % Organic | SBMWA | 2/14/2012 5:13:18 PM
323430 | Organism Density/Sample Unit | Organism Density/Sample Unit | PICURIS_PUEBLO | 10/17/2018 7:20:48 AM
322548 | organisms_observed | Organisms Observed in Sediment (y/n) | BETA_OCMA | 11/17/2014 12:55:07 PM
145138 | ORGION | Est. Organic Anion (ueq/L) | NARSTEST | 11/16/2011 11:24:20 AM
296078 | ORTHCHIRPIND | % Chironomidae individuals in Orthocladiinae | NARSTEST | 10/27/2014 6:35:11 PM | EPA/841/D-13/001
323009 | ORTHCHIRPIND | % Chironomidae individuals in Orthocladiinae | NARS_WQX | 7/16/2014 10:22:52 AM | EPA/841/D-13/001
121274 | ORTHCHIRPIND | Chironomids in Subfamily Orthocladiinae % Individu | EMAP_GRE | 2/5/2010 12:04:03 PM
296069 | ORTHNTAX | No. of Orthocladiinae chironomid taxa | NARSTEST | 10/27/2014 6:35:11 PM | EPA/841/D-13/001
323000 | ORTHNTAX | No. of Orthocladiinae chironomid taxa | NARS_WQX | 7/16/2014 10:22:52 AM | EPA/841/D-13/001
296064 | ORTHPIND | % Orthocladiinae chironomid individuals | NARSTEST | 10/27/2014 6:35:11 PM | EPA/841/D-13/001
322995 | ORTHPIND | % Orthocladiinae chironomid individuals | NARS_WQX | 7/16/2014 10:22:52 AM | EPA/841/D-13/001
323054 | ORTHPTAX | % Orthocladiinae chironomid taxa | NARS_WQX | 7/16/2014 10:22:53 AM | EPA/841/D-13/001
296123 | ORTHPTAX | % Orthocladiinae chironomid taxa | NARSTEST | 10/27/2014 6:35:11 PM | EPA/841/D-13/001
145973 | OSAesthetics | Aesthetics code: (1-5) | EMAP_GRE | 3/15/2010 5:10:03 PM
145974 | OSAGRLEVEL | Agricultural disturbance levels | EMAP_GRE | 3/15/2010 5:10:03 PM
145975 | OSBeavers | Beaver activity (1-5) | EMAP_GRE | 3/15/2010 5:10:03 PM
145976 | OSDevel | Development code (1-5) | EMAP_GRE | 3/15/2010 5:10:03 PM
145977 | OSINDLEVEL | Industrial disturbance levels | EMAP_GRE | 3/15/2010 5:10:03 PM
322443 | osi_code | OSI | EPA_OCMA_R4 | 5/30/2014 12:10:55 PM | EPA Contract No. 68-C8-0105
322387 | osi_code | OSI | BETA_OCMA | 1/28/2014 12:47:15 PM | EPA Contract No. 68-C8-0105
145972 | OSMANLEVEL | Management pressure levels | EMAP_GRE | 3/15/2010 5:10:03 PM
145979 | OSOAgr | Agricultural disturbance mode | EMAP_GRE | 3/15/2010 5:10:03 PM
145980 | OSOInd | Industrial disturbance mode | EMAP_GRE | 3/15/2010 5:10:03 PM
145978 | OSOMAN | Management pressure mode | EMAP_GRE | 3/15/2010 5:10:03 PM
145981 | OSORec | Recreational disturbance mode | EMAP_GRE | 3/15/2010 5:10:03 PM
145982 | OSORes | Residential disturbance mode | EMAP_GRE | 3/15/2010 5:10:03 PM
145983 | OSRECLEVEL | Recreational disturbance levels | EMAP_GRE | 3/15/2010 5:10:03 PM
145984 | OSRESLEVEL | Residential disturbance levels | EMAP_GRE | 3/15/2010 5:10:03 PM
323438 | OTHER DIPTERA%Comp | % COMPOSITION OF OTHER DIPTERA | PICURIS_PUEBLO | 10/17/2018 7:20:48 AM
323440 | OTHER%Comp | % COMPOSITION OF OTHER | PICURIS_PUEBLO | 10/17/2018 7:20:48 AM
323563 | OTHER_BARNACLE | Other barnacle | 11NPSWRD_WQX | 10/15/2018 5:16:25 PM |  |  | 0 - 100
323505 | OTHER_BIOTA | Other biota | 11NPSWRD_WQX | 10/15/2018 5:16:02 PM |  |  | 0 - 100
323528 | OTHER_BROWN ALGAE | Other brown algae | 11NPSWRD_WQX | 10/15/2018 5:16:07 PM |  |  | 0 - 100
323508 | OTHER_GREEN ALGAE | Other green algae | 11NPSWRD_WQX | 10/15/2018 5:16:07 PM |  |  | 0 - 100
323514 | OTHER_INVERTEBRATES | Other invertebrates | 11NPSWRD_WQX | 10/15/2018 5:16:07 PM |  |  | 0 - 100
323517 | OTHER_PLANTS/ALGAE | Other plants/algae | 11NPSWRD_WQX | 10/15/2018 5:16:07 PM |  |  | 0 - 100
323533 | OTHER_SUBSTRATE | Other substrate | 11NPSWRD_WQX | 10/15/2018 5:16:09 PM |  |  | 0 - 100
323597 | OTH_RED_ALG/ON/LO_GI | Other red algae on Lottia gig | 11NPSWRD_WQX | 10/15/2018 5:27:31 PM |  |  | 0 - 100
323585 | OTH_RED_ALG/ON/MY_CA | Other red algae on Mytilus cal | 11NPSWRD_WQX | 10/15/2018 5:16:39 PM |  |  | 0 - 100
323578 | OTH_RED_ALG/ON/PO_PO | Other red algae on Pollicipes | 11NPSWRD_WQX | 10/15/2018 5:16:39 PM |  |  | 0 - 100
323581 | OTH_RED_ALG/ON/TE_RU | Other red algae on Tetraclita | 11NPSWRD_WQX | 10/15/2018 5:16:40 PM |  |  | 0 - 100
323507 | OTH_RED_ALGAE | Other red algae | 11NPSWRD_WQX | 10/15/2018 5:16:07 PM |  |  | 0 - 100
323553 | OTH_RED_ALG_GELIDIUM | Other red algae-Gelidium | 11NPSWRD_WQX | 10/15/2018 5:16:25 PM |  |  | 0 - 100
293778 | OTH_VER | Site Verified by Other Means - Comment | NARSTEST | 2/23/2012 7:26:02 PM | EPA/620/R-99/003; http://www.epa.gov/emap2/html/pubs/docs/groupdocs/surfwatr/field/phyhab.html
293931 | OTH_VER | Site Verified by Other Means - Comment | NARS_WQX | 3/29/2012 5:58:56 PM | EPA/620/R-99/003; http://www.epa.gov/emap2/html/pubs/docs/groupdocs/surfwatr/field/phyhab.html
294091 | OUTLET_DAMS | Outlet dams (None/Artificial/Natural) | NARS_WQX | 7/6/2012 6:16:30 PM | EPA 841-R-09-001a; http://water.epa.gov/type/lakes/upload/nla_technical_appendix.pdf
97651 | OUTLET_DAMS | Outlet dams (None/Artificial/Natural) | NARSTEST | 2/22/2012 5:29:06 PM | EPA 841-R-09-001a; http://water.epa.gov/type/lakes/upload/nla_technical_appendix.pdf
323630 | Overhead canopy | 2nd HA Overhead canopy | PICURIS_PUEBLO | 2/28/2019 5:20:20 PM |  |  | 10-0
293802 | OVRHNG | Cover class for overhanging veg | NARSTEST | 2/24/2012 2:24:12 AM | EPA/620/R-99/003; http://www.epa.gov/emap2/html/pubs/docs/groupdocs/surfwatr/field/phyhab.html |  | 0-4
293839 | OVRHNG | Cover class for overhanging veg | NARS_WQX | 3/27/2012 4:49:23 PM | EPA/620/R-99/003; http://www.epa.gov/emap2/html/pubs/docs/groupdocs/surfwatr/field/phyhab.html |  | 0-4
323467 | Parasite Richness | Parasite Richness | OREGONDEQ | 2/8/2019 11:49:34 AM |  | Number of unique Parasite FFG taxa
293911 | PARK | presence of park or lawn (O,P,C,B) | NARS_WQX | 3/28/2012 1:00:19 AM | EPA/620/R-99/003; http://www.epa.gov/emap2/html/pubs/docs/groupdocs/surfwatr/field/phyhab.html
293405 | PARK | presence of park or lawn (O,P,C,B) | NARSTEST | 2/23/2012 6:42:07 PM | EPA/620/R-99/003; http://www.epa.gov/emap2/html/pubs/docs/groupdocs/surfwatr/field/phyhab.html
164371 | PATTERN | Channel pattern. | NARSTEST | 2/23/2012 6:40:49 PM | EPA/620/R-99/003; http://www.epa.gov/emap2/html/pubs/docs/groupdocs/surfwatr/field/phyhab.html
293832 | PATTERN | Channel pattern. | NARS_WQX | 3/27/2012 12:57:41 PM | EPA/620/R-99/003; http://www.epa.gov/emap2/html/pubs/docs/groupdocs/surfwatr/field/phyhab.html
294036 | PCT_AGRIC_BSN | Percent of basin as NLCD81+NLCD82 (Planted/Culti.) | NARS_WQX | 8/20/2013 4:49:01 PM | EPA 841-R-09-001a; http://water.epa.gov/type/lakes/upload/nla_technical_appendix.pdf
13303 | PCT_AGRIC_BSN | Percent of basin as NLCD81+NLCD82 (Planted/Culti.) | NARSTEST | 3/17/2016 2:37:22 PM | EPA 841-R-09-001a; http://water.epa.gov/type/lakes/upload/nla_technical_appendix.pdf
13357 | PCT_AGRIC_BUFR | Percent of buffer as Agricultural (NLCD81+NLCD82) | NARSTEST | 3/18/2016 8:06:06 PM | EPA 841-R-09-001a; http://water.epa.gov/type/lakes/upload/nla_technical_appendix.pdf
294160 | PCT_AGRIC_BUFR | Percent of buffer as Agricultural (NLCD81+NLCD82) | NARS_WQX | 8/28/2013 2:44:32 PM | EPA 841-R-09-001a; http://water.epa.gov/type/lakes/upload/nla_technical_appendix.pdf
13294 | PCT_BARREN_BSN | Percent of basin as NLCD31 (Barren land) | NARSTEST | 3/17/2016 2:37:22 PM | EPA 841-R-09-001a; http://water.epa.gov/type/lakes/upload/nla_technical_appendix.pdf
294027 | PCT_BARREN_BSN | Percent of basin as NLCD31 (Barren land) | NARS_WQX | 8/20/2013 4:49:01 PM | EPA 841-R-09-001a; http://water.epa.gov/type/lakes/upload/nla_technical_appendix.pdf
13348 | PCT_BARREN_BUFR | Percent of buffer as NLCD31 (Barren land) | NARSTEST | 3/18/2016 8:06:06 PM | EPA 841-R-09-001a; http://water.epa.gov/type/lakes/upload/nla_technical_appendix.pdf
294151 | PCT_BARREN_BUFR | Percent of buffer as NLCD31 (Barren land) | NARS_WQX | 8/28/2013 2:44:32 PM | EPA 841-R-09-001a; http://water.epa.gov/type/lakes/upload/nla_technical_appendix.pdf
317212 | PCT_BDRK | Bed Surface % Bedrock | NARSTEST | 11/25/2013 12:39:36 PM | EPA/841/D-13/001
322480 | PCT_BDRK | Bed Surface % Bedrock | NARS_WQX | 7/15/2014 9:42:32 PM | EPA/841/D-13/001
317235 | PCT_BH | Bed Surface % Bedrock + Hardpan | NARSTEST | 11/25/2013 12:39:36 PM | EPA/841/D-13/001
322503 | PCT_BH | Bed Surface % Bedrock + Hardpan | NARS_WQX | 7/15/2014 9:42:33 PM | EPA/841/D-13/001
317244 | PCT_BIGR | Bed Surface % Larger than Gravel (64mm) | NARSTEST | 11/25/2013 12:39:36 PM | EPA/841/D-13/001
322512 | PCT_BIGR | Bed Surface % Larger than Gravel (64mm) | NARS_WQX | 7/15/2014 9:42:33 PM | EPA/841/D-13/001
13296 | PCT_CONIF_BSN | Percent of basin as NLCD42 (Evergreen forest) | NARSTEST | 3/17/2016 2:37:22 PM | EPA 841-R-09-001a; http://water.epa.gov/type/lakes/upload/nla_technical_appendix.pdf
294029 | PCT_CONIF_BSN | Percent of basin as NLCD42 (Evergreen forest) | NARS_WQX | 8/20/2013 4:49:01 PM | EPA 841-R-09-001a; http://water.epa.gov/type/lakes/upload/nla_technical_appendix.pdf
13350 | PCT_CONIF_BUFR | Percent of buffer as NLCD42 (Evergreen forest) | NARSTEST | 3/18/2016 8:06:06 PM | EPA 841-R-09-001a; http://water.epa.gov/type/lakes/upload/nla_technical_appendix.pdf
294153 | PCT_CONIF_BUFR | Percent of buffer as NLCD42 (Evergreen forest) | NARS_WQX | 8/28/2013 2:44:32 PM | EPA 841-R-09-001a; http://water.epa.gov/type/lakes/upload/nla_technical_appendix.pdf
294035 | PCT_CROPS_BSN | Percent of basin as NLCD82 (Cultivated crops) | NARS_WQX | 8/20/2013 4:49:01 PM | EPA 841-R-09-001a; http://water.epa.gov/type/lakes/upload/nla_technical_appendix.pdf
13302 | PCT_CROPS_BSN | Percent of basin as NLCD82 (Cultivated crops) | NARSTEST | 3/17/2016 2:37:22 PM | EPA 841-R-09-001a; http://water.epa.gov/type/lakes/upload/nla_technical_appendix.pdf
13356 | PCT_CROPS_BUFR | Percent of buffer as NLCD82 (Cultivated crops) | NARSTEST | 3/18/2016 8:06:06 PM | EPA 841-R-09-001a; http://water.epa.gov/type/lakes/upload/nla_technical_appendix.pdf
294159 | PCT_CROPS_BUFR | Percent of buffer as NLCD82 (Cultivated crops) | NARS_WQX | 8/28/2013 2:44:32 PM | EPA 841-R-09-001a; http://water.epa.gov/type/lakes/upload/nla_technical_appendix.pdf
294028 | PCT_DECID_BSN | Percent of basin as NLCD41 (Deciduous forest) | NARS_WQX | 8/20/2013 4:49:01 PM | EPA 841-R-09-001a; http://water.epa.gov/type/lakes/upload/nla_technical_appendix.pdf
13295 | PCT_DECID_BSN | Percent of basin as NLCD41 (Deciduous forest) | NARSTEST | 3/17/2016 2:37:22 PM | EPA 841-R-09-001a; http://water.epa.gov/type/lakes/upload/nla_technical_appendix.pdf
294152 | PCT_DECID_BUFR | Percent of buffer as NLCD41 (Deciduous forest) | NARS_WQX | 8/28/2013 2:44:32 PM | EPA 841-R-09-001a; http://water.epa.gov/type/lakes/upload/nla_technical_appendix.pdf
13349 | PCT_DECID_BUFR | Percent of buffer as NLCD41 (Deciduous forest) | NARSTEST | 3/18/2016 8:06:06 PM | EPA 841-R-09-001a; http://water.epa.gov/type/lakes/upload/nla_technical_appendix.pdf
294026 | PCT_DEVELOPED_BSN | Percent of basin as NLCD21+NLCD22+NLCD23+NLCD24 | NARS_WQX | 8/20/2013 4:49:01 PM | EPA 841-R-09-001a; http://water.epa.gov/type/lakes/upload/nla_technical_appendix.pdf
13293 | PCT_DEVELOPED_BSN | Percent of basin as NLCD21+NLCD22+NLCD23+NLCD24 | NARSTEST | 3/17/2016 2:37:22 PM | EPA 841-R-09-001a; http://water.epa.gov/type/lakes/upload/nla_technical_appendix.pdf
13347 | PCT_DEVELOPED_BUFR | Percent of buffer as NLCD21+NLCD22+NLCD23+NLCD24 | NARSTEST | 3/18/2016 8:06:06 PM | EPA 841-R-09-001a; http://water.epa.gov/type/lakes/upload/nla_technical_appendix.pdf
294150 | PCT_DEVELOPED_BUFR | Percent of buffer as NLCD21+NLCD22+NLCD23+NLCD24 | NARS_WQX | 8/28/2013 2:44:32 PM | EPA 841-R-09-001a; http://water.epa.gov/type/lakes/upload/nla_technical_appendix.pdf
294025 | PCT_DEVHIGH_BSN | Percent of basin as NLCD24 (Developed, high) | NARS_WQX | 8/20/2013 4:49:01 PM | EPA 841-R-09-001a; http://water.epa.gov/type/lakes/upload/nla_technical_appendix.pdf
13292 | PCT_DEVHIGH_BSN | Percent of basin as NLCD24 (Developed, high) | NARSTEST | 3/17/2016 2:37:22 PM | EPA 841-R-09-001a; http://water.epa.gov/type/lakes/upload/nla_technical_appendix.pdf
13346 | PCT_DEVHIGH_BUFR | Percent of buffer as NLCD24 (Developed, high) | NARSTEST | 3/18/2016 8:06:06 PM | EPA 841-R-09-001a; http://water.epa.gov/type/lakes/upload/nla_technical_appendix.pdf
294149 | PCT_DEVHIGH_BUFR | Percent of buffer as NLCD24 (Developed, high) | NARS_WQX | 8/28/2013 2:44:32 PM | EPA 841-R-09-001a; http://water.epa.gov/type/lakes/upload/nla_technical_appendix.pdf
13290 | PCT_DEVLOW_BSN | Percent of basin as NLCD22 (Developed, low) | NARSTEST | 3/17/2016 2:37:22 PM | EPA 841-R-09-001a; http://water.epa.gov/type/lakes/upload/nla_technical_appendix.pdf
294023 | PCT_DEVLOW_BSN | Percent of basin as NLCD22 (Developed, low) | NARS_WQX | 8/20/2013 4:49:01 PM | EPA 841-R-09-001a; http://water.epa.gov/type/lakes/upload/nla_technical_appendix.pdf
294147 | PCT_DEVLOW_BUFR | Percent of buffer as NLCD22 (Developed, low) | NARS_WQX | 8/28/2013 2:44:32 PM | EPA 841-R-09-001a; http://water.epa.gov/type/lakes/upload/nla_technical_appendix.pdf
13344 | PCT_DEVLOW_BUFR | Percent of buffer as NLCD22 (Developed, low) | NARSTEST | 3/18/2016 8:06:06 PM | EPA 841-R-09-001a; http://water.epa.gov/type/lakes/upload/nla_technical_appendix.pdf
294024 | PCT_DEVMED_BSN | Percent of basin as NLCD23 (Developed, medium ) | NARS_WQX | 8/20/2013 4:49:01 PM | EPA 841-R-09-001a; http://water.epa.gov/type/lakes/upload/nla_technical_appendix.pdf
13291 | PCT_DEVMED_BSN | Percent of basin as NLCD23 (Developed, medium ) | NARSTEST | 3/17/2016 2:37:22 PM | EPA 841-R-09-001a; http://water.epa.gov/type/lakes/upload/nla_technical_appendix.pdf
13345 | PCT_DEVMED_BUFR | Percent of buffer as NLCD23 (Developed, medium) | NARSTEST | 3/18/2016 8:06:06 PM | EPA 841-R-09-001a; http://water.epa.gov/type/lakes/upload/nla_technical_appendix.pdf
294148 | PCT_DEVMED_BUFR | Percent of buffer as NLCD23 (Developed, medium) | NARS_WQX | 8/28/2013 2:44:32 PM | EPA 841-R-09-001a; http://water.epa.gov/type/lakes/upload/nla_technical_appendix.pdf
13289 | PCT_DEVOPEN_BSN | Percent of basin as NLCD21 (Developed, open space) | NARSTEST | 3/17/2016 2:37:22 PM | EPA 841-R-09-001a; http://water.epa.gov/type/lakes/upload/nla_technical_appendix.pdf
294022 | PCT_DEVOPEN_BSN | Percent of basin as NLCD21 (Developed, open space) | NARS_WQX | 8/20/2013 4:49:01 PM | EPA 841-R-09-001a; http://water.epa.gov/type/lakes/upload/nla_technical_appendix.pdf
13343 | PCT_DEVOPEN_BUFR | Percent of buffer as NLCD21 (Dev, open space) | NARSTEST | 3/18/2016 8:06:06 PM | EPA 841-R-09-001a; http://water.epa.gov/type/lakes/upload/nla_technical_appendix.pdf
294146 | PCT_DEVOPEN_BUFR | Percent of buffer as NLCD21 (Dev, open space) | NARS_WQX | 8/28/2013 2:44:32 PM | EPA 841-R-09-001a; http://water.epa.gov/type/lakes/upload/nla_technical_appendix.pdf
322540 | PCT_DR | Percent of Reach that is Dry | NARS_WQX | 7/15/2014 9:46:05 PM | EPA/841/D-13/001
317275 | PCT_DR | Percent of Reach that is Dry | NARSTEST | 11/25/2013 12:41:23 PM | EPA/841/D-13/001
322541 | PCT_DRS | Percent of Reach dry or submerged flow | NARS_WQX | 7/16/2014 2:33:47 AM | EPA/841/D-13/001
317276 | PCT_DRS | Percent of Reach dry or submerged flow | NARSTEST | 11/25/2013 3:33:42 PM | EPA/841/D-13/001
294038 | PCT_EMHERBWET_BSN | Percent of basin as NLCD95 (Emergent Herb Wetland) | NARS_WQX | 8/20/2013 4:49:01 PM | EPA 841-R-09-001a; http://water.epa.gov/type/lakes/upload/nla_technical_appendix.pdf
13305 | PCT_EMHERBWET_BSN | Percent of basin as NLCD95 (Emergent Herb Wetland) | NARSTEST | 3/17/2016 2:37:22 PM | EPA 841-R-09-001a; http://water.epa.gov/type/lakes/upload/nla_technical_appendix.pdf
13359 | PCT_EMHERBWET_BUFR | Percent of buffer as NLCD95 (Emer. Herb. Wetland) | NARSTEST | 3/18/2016 8:06:06 PM | EPA 841-R-09-001a; http://water.epa.gov/type/lakes/upload/nla_technical_appendix.pdf
294162 | PCT_EMHERBWET_BUFR | Percent of buffer as NLCD95 (Emer. Herb. Wetland) | NARS_WQX | 8/28/2013 2:44:32 PM | EPA 841-R-09-001a; http://water.epa.gov/type/lakes/upload/nla_technical_appendix.pdf
317243 | PCT_FAST | Percent Fast Water Habitat | NARSTEST | 11/25/2013 12:39:36 PM | EPA/841/D-13/001
322511 | PCT_FAST | Percent Fast Water Habitat | NARS_WQX | 7/15/2014 9:42:33 PM | EPA/841/D-13/001
317239 | PCT_FN | Bed Surface % Fines <0.06mm | NARSTEST | 11/25/2013 12:39:36 PM | EPA/841/D-13/001
322507 | PCT_FN | Bed Surface % Fines <0.06mm | NARS_WQX | 7/15/2014 9:42:33 PM | EPA/841/D-13/001
294031 | PCT_FOREST_BSN | Percent of basin as NLCD41+NLCD42+NLCD43 | NARS_WQX | 8/20/2013 4:49:01 PM | EPA 841-R-09-001a; http://water.epa.gov/type/lakes/upload/nla_technical_appendix.pdf
13298 | PCT_FOREST_BSN | Percent of basin as NLCD41+NLCD42+NLCD43 | NARSTEST | 3/17/2016 2:37:22 PM | EPA 841-R-09-001a; http://water.epa.gov/type/lakes/upload/nla_technical_appendix.pdf
294155 | PCT_FOREST_BUFR | Percent of buffer as Forest (NLCD41+NLCD42+NLCD43) | NARS_WQX | 8/28/2013 2:44:32 PM | EPA 841-R-09-001a; http://water.epa.gov/type/lakes/upload/nla_technical_appendix.pdf
13352 | PCT_FOREST_BUFR | Percent of buffer as Forest (NLCD41+NLCD42+NLCD43) | NARSTEST | 3/18/2016 8:06:06 PM | EPA 841-R-09-001a; http://water.epa.gov/type/lakes/upload/nla_technical_appendix.pdf
294033 | PCT_GRASS_BSN | Percent of basin as NLCD71 (Grassland/Herbaceous) | NARS_WQX | 8/20/2013 4:49:01 PM | EPA 841-R-09-001a; http://water.epa.gov/type/lakes/upload/nla_technical_appendix.pdf
13300 | PCT_GRASS_BSN | Percent of basin as NLCD71 (Grassland/Herbaceous) | NARSTEST | 3/17/2016 2:37:22 PM | EPA 841-R-09-001a; http://water.epa.gov/type/lakes/upload/nla_technical_appendix.pdf
13354 | PCT_GRASS_BUFR | Percent of buffer as NLCD71 (Grassland/Herbaceous) | NARSTEST | 3/18/2016 8:06:06 PM | EPA 841-R-09-001a; http://water.epa.gov/type/lakes/upload/nla_technical_appendix.pdf
294157 | PCT_GRASS_BUFR | Percent of buffer as NLCD71 (Grassland/Herbaceous) | NARS_WQX | 8/28/2013 2:44:32 PM | EPA 841-R-09-001a; http://water.epa.gov/type/lakes/upload/nla_technical_appendix.pdf
322524 | PCT_HP | Bed Surface % Hardpan | NARS_WQX | 7/15/2014 9:42:55 PM | EPA/841/D-13/001
317256 | PCT_HP | Bed Surface % Hardpan | NARSTEST | 11/25/2013 12:39:47 PM | EPA/841/D-13/001
13287 | PCT_ICESNOW_BSN | Percent of basin as NLCD12 (Perennial ice or snow) | NARSTEST | 3/17/2016 2:37:22 PM | EPA 841-R-09-001a; http://water.epa.gov/type/lakes/upload/nla_technical_appendix.pdf
294020 | PCT_ICESNOW_BSN | Percent of basin as NLCD12 (Perennial ice or snow) | NARS_WQX | 8/20/2013 4:49:01 PM | EPA 841-R-09-001a; http://water.epa.gov/type/lakes/upload/nla_technical_appendix.pdf
294144 | PCT_ICESNOW_BUFR | Percent of buffer as NLCD12 | NARS_WQX | 8/28/2013 2:44:32 PM | EPA 841-R-09-001a; http://water.epa.gov/type/lakes/upload/nla_technical_appendix.pdf
13341 | PCT_ICESNOW_BUFR | Percent of buffer as NLCD12 | NARSTEST | 3/18/2016 8:06:06 PM | EPA 841-R-09-001a; http://water.epa.gov/type/lakes/upload/nla_technical_appendix.pdf
13297 | PCT_MIXED_BSN | Percent of basin as NLCD42 (Mixed forest) | NARSTEST | 3/17/2016 2:37:22 PM | EPA 841-R-09-001a; http://water.epa.gov/type/lakes/upload/nla_technical_appendix.pdf
294030 | PCT_MIXED_BSN | Percent of basin as NLCD42 (Mixed forest) | NARS_WQX | 8/20/2013 4:49:01 PM | EPA 841-R-09-001a; http://water.epa.gov/type/lakes/upload/nla_technical_appendix.pdf
294154 | PCT_MIXED_BUFR | Percent of buffer as NLCD42 (Mixed forest) | NARS_WQX | 8/28/2013 2:44:32 PM | EPA 841-R-09-001a; http://water.epa.gov/type/lakes/upload/nla_technical_appendix.pdf
13351 | PCT_MIXED_BUFR | Percent of buffer as NLCD42 (Mixed forest) | NARSTEST | 3/18/2016 8:06:06 PM | EPA 841-R-09-001a; http://water.epa.gov/type/lakes/upload/nla_technical_appendix.pdf
294019 | PCT_OPENH20_BSN | Percent of basin as NLCD11 (Open water) | NARS_WQX | 8/20/2013 4:49:01 PM | EPA 841-R-09-001a; http://water.epa.gov/type/lakes/upload/nla_technical_appendix.pdf
13286 | PCT_OPENH20_BSN | Percent of basin as NLCD11 (Open water) | NARSTEST | 3/17/2016 2:37:22 PM | EPA 841-R-09-001a; http://water.epa.gov/type/lakes/upload/nla_technical_appendix.pdf
294143 | PCT_OPENH20_BUFR | Percent of buffer as NLCD11 (Open water) | NARS_WQX | 8/28/2013 2:44:32 PM | EPA 841-R-09-001a; http://water.epa.gov/type/lakes/upload/nla_technical_appendix.pdf
13340 | PCT_OPENH20_BUFR | Percent of buffer as NLCD11 (Open water) | NARSTEST | 3/18/2016 8:06:06 PM | EPA 841-R-09-001a; http://water.epa.gov/type/lakes/upload/nla_technical_appendix.pdf
13301 | PCT_PASTURE_BSN | Percent of basin as NLCD81 (Pasture/Hay) | NARSTEST | 3/17/2016 2:37:22 PM | EPA 841-R-09-001a; http://water.epa.gov/type/lakes/upload/nla_technical_appendix.pdf
294034 | PCT_PASTURE_BSN | Percent of basin as NLCD81 (Pasture/Hay) | NARS_WQX | 8/20/2013 4:49:01 PM | EPA 841-R-09-001a; http://water.epa.gov/type/lakes/upload/nla_technical_appendix.pdf
13355 | PCT_PASTURE_BUFR | Percent of buffer as NLCD81 (Pasture/Hay) | NARSTEST | 3/18/2016 8:06:06 PM | EPA 841-R-09-001a; http://water.epa.gov/type/lakes/upload/nla_technical_appendix.pdf
294158 | PCT_PASTURE_BUFR | Percent of buffer as NLCD81 (Pasture/Hay) | NARS_WQX | 8/28/2013 2:44:32 PM | EPA 841-R-09-001a; http://water.epa.gov/type/lakes/upload/nla_technical_appendix.pdf
317250 | PCT_SAFN | Bed Surface Percent Sand or smaller (<2.0mm) | NARSTEST | 11/25/2013 12:39:36 PM | EPA/841/D-13/001
322518 | PCT_SAFN | Bed Surface Percent Sand or smaller (<2.0mm) | NARS_WQX | 7/15/2014 9:42:33 PM | EPA/841/D-13/001
317217 | PCT_SFG | Bed Surface Gravel or smaller (<64mm) | NARSTEST | 11/25/2013 12:39:36 PM | EPA/841/D-13/001
322485 | PCT_SFG | Bed Surface Gravel or smaller (<64mm) | NARS_WQX | 7/15/2014 9:42:33 PM | EPA/841/D-13/001
317214 | PCT_SFGF | Bed Surface Fine Gravel or smaller (<16mm) | NARSTEST | 11/25/2013 12:39:36 PM | EPA/841/D-13/001
322482 | PCT_SFGF | Bed Surface Fine Gravel or smaller (<16mm) | NARS_WQX | 7/15/2014 9:42:32 PM | EPA/841/D-13/001
294032 | PCT_SHRUBLAND_BSN | Percent of basin as NLCD52 (Shrub/Scrub) | NARS_WQX | 8/20/2013 4:49:01 PM | EPA 841-R-09-001a; http://water.epa.gov/type/lakes/upload/nla_technical_appendix.pdf
13299 | PCT_SHRUBLAND_BSN | Percent of basin as NLCD52 (Shrub/Scrub) | NARSTEST | 3/17/2016 2:37:22 PM | EPA 841-R-09-001a; http://water.epa.gov/type/lakes/upload/nla_technical_appendix.pdf
294156 | PCT_SHRUBLAND_BUFR | Percent of buffer as NLCD52 (Shrub/Scrub) | NARS_WQX | 8/28/2013 2:44:32 PM | EPA 841-R-09-001a; http://water.epa.gov/type/lakes/upload/nla_technical_appendix.pdf
13353 | PCT_SHRUBLAND_BUFR | Percent of buffer as NLCD52 (Shrub/Scrub) | NARSTEST | 3/18/2016 8:06:06 PM | EPA 841-R-09-001a; http://water.epa.gov/type/lakes/upload/nla_technical_appendix.pdf
317257 | PCT_SIDE | Percent of reach with side Channels/Bkwtrs | NARSTEST | 11/25/2013 12:39:47 PM | EPA/841/D-13/001
322525 | PCT_SIDE | Percent of reach with side Channels/Bkwtrs | NARS_WQX | 7/15/2014 9:42:55 PM | EPA/841/D-13/001
322513 | PCT_SLOW | Percent of reach with Pool or Glide Habitat. | NARS_WQX | 7/15/2014 9:42:33 PM | EPA/841/D-13/001
317245 | PCT_SLOW | Percent of reach with Pool or Glide Habitat. | NARSTEST | 11/25/2013 12:39:36 PM | EPA/841/D-13/001
13288 | PCT_WATER_BSN | Percent of basin as NLCD11+NLCD12 (Water) | NARSTEST | 3/17/2016 2:37:22 PM | EPA 841-R-09-001a; http://water.epa.gov/type/lakes/upload/nla_technical_appendix.pdf
294021 | PCT_WATER_BSN | Percent of basin as NLCD11+NLCD12 (Water) | NARS_WQX | 8/20/2013 4:49:01 PM | EPA 841-R-09-001a; http://water.epa.gov/type/lakes/upload/nla_technical_appendix.pdf
13342 | PCT_WATER_BUFR | Percent of buffer as NLCD11+NLCD12 | NARSTEST | 3/18/2016 8:06:06 PM | EPA 841-R-09-001a; http://water.epa.gov/type/lakes/upload/nla_technical_appendix.pdf
294145 | PCT_WATER_BUFR | Percent of buffer as NLCD11+NLCD12 | NARS_WQX | 8/28/2013 2:44:32 PM | EPA 841-R-09-001a; http://water.epa.gov/type/lakes/upload/nla_technical_appendix.pdf
13304 | PCT_WDYWET_BSN | Percent of basin as NLCD90 (Woody wetland) | NARSTEST | 3/17/2016 2:37:22 PM | EPA 841-R-09-001a; http://water.epa.gov/type/lakes/upload/nla_technical_appendix.pdf
294037 | PCT_WDYWET_BSN | Percent of basin as NLCD90 (Woody wetland) | NARS_WQX | 8/20/2013 4:49:01 PM | EPA 841-R-09-001a; http://water.epa.gov/type/lakes/upload/nla_technical_appendix.pdf
294161 | PCT_WDYWET_BUFR | Percent of buffer as NLCD90 (Woody wetland) | NARS_WQX | 8/28/2013 2:44:32 PM | EPA 841-R-09-001a; http://water.epa.gov/type/lakes/upload/nla_technical_appendix.pdf
13358 | PCT_WDYWET_BUFR | Percent of buffer as NLCD90 (Woody wetland) | NARSTEST | 3/18/2016 8:06:06 PM | EPA 841-R-09-001a; http://water.epa.gov/type/lakes/upload/nla_technical_appendix.pdf
13306 | PCT_WETLAND_BSN | Percent of basin as NLCD90+NLCD95 | NARSTEST | 3/17/2016 2:37:22 PM | EPA 841-R-09-001a; http://water.epa.gov/type/lakes/upload/nla_technical_appendix.pdf
294039 | PCT_WETLAND_BSN | Percent of basin as NLCD90+NLCD95 | NARS_WQX | 8/20/2013 4:49:01 PM | EPA 841-R-09-001a; http://water.epa.gov/type/lakes/upload/nla_technical_appendix.pdf
294163 | PCT_WETLAND_BUFR | Percent of buffer as Wetlands (Woody + Herbaceous) | NARS_WQX | 8/28/2013 2:44:32 PM | EPA 841-R-09-001a; http://water.epa.gov/type/lakes/upload/nla_technical_appendix.pdf
13360 | PCT_WETLAND_BUFR | Percent of buffer as Wetlands (Woody + Herbaceous) | NARSTEST | 3/18/2016 8:06:06 PM | EPA 841-R-09-001a; http://water.epa.gov/type/lakes/upload/nla_technical_appendix.pdf
234 | PEBBLECT | Pebble Count | MDEQ_WQ_WQX | 9/12/2013 11:27:31 AM
323450 | PELECYPODA%Comp | % COMPOSITION OF PELECYPODA | PICURIS_PUEBLO | 10/17/2018 7:20:48 AM
323587 | PELVETIA | Pelvetia | 11NPSWRD_WQX | 10/15/2018 5:17:18 PM |  |  | 0 - 100
323550 | PELVETIOPSIS_LIMITAT | Pelvetiopsis limitata | 11NPSWRD_WQX | 10/15/2018 5:16:25 PM |  |  | 0 - 100
323254 | Penetration | Sediment corer penetration | NARS_WQX | 11/3/2014 10:51:30 PM | EPA/620/R-01/003
322560 | Penetration | Sediment corer penetration | NARSTEST | 9/25/2014 1:29:02 PM | EPA/620/R-01/003
293829 | PERCENT | Length in contact with constraint | NARS_WQX | 3/27/2012 12:57:41 PM | EPA/620/R-99/003; http://www.epa.gov/emap2/html/pubs/docs/groupdocs/surfwatr/field/phyhab.html
164368 | PERCENT | Length in contact with constraint | NARSTEST | 2/23/2012 6:40:49 PM | EPA/620/R-99/003; http://www.epa.gov/emap2/html/pubs/docs/groupdocs/surfwatr/field/phyhab.html
294302 | Percent Chironomidae | Percent Chironomidae | SOUTHUTE | 3/29/2018 5:56:51 PM
294192 | Percent Clingers | Percent Clingers | SOUTHUTE | 3/29/2018 5:56:52 PM
294188 | Percent Dominant Taxa | Percent Dominant Taxa | SOUTHUTE | 3/29/2018 5:56:51 PM
294185 | Percent Ephemeroptera Taxa | Percent Ephemeroptera Taxa | SOUTHUTE | 3/29/2018 5:56:52 PM
294184 | Percent EPT | Percent Ephemeroptera, Plecoptera, Trichoptera | SOUTHUTE | 3/29/2018 5:56:51 PM
294189 | Percent Filterers | Percent Filterers | SOUTHUTE | 3/29/2018 5:56:51 PM
293614 | PERCENT INDIVIDUALS AS NON-NATIVE F | PERCENT INDIVIDUALS AS NON-NATIVE FISH SPECIES (% | TCEQMAIN | 10/26/2018 3:32:53 PM
293618 | PERCENT INDIVIDUALS AS TOLERANT FIS | PERCENT INDIVIDUALS AS TOLERANT FISH SPECIES(EXCLU | TCEQMAIN | 10/26/2018 3:32:53 PM
294303 | Percent Non-Insect Taxa | Percent Non-Insect Taxa | SOUTHUTE | 3/29/2018 5:56:51 PM
293610 | PERCENT OF INDIVIDUALS AS INVERTIVO | PERCENT OF INDIVIDUALS AS INVERTIVORES, FISH | TCEQMAIN | 10/26/2018 3:32:53 PM
293609 | PERCENT OF INDIVIDUALS AS OMNIVORES | PERCENT OF INDIVIDUALS AS OMNIVORES, FISH | TCEQMAIN | 10/26/2018 3:32:53 PM
293611 | PERCENT OF INDIVIDUALS AS PISCIVORE | PERCENT OF INDIVIDUALS AS PISCIVORES, FISH | TCEQMAIN | 10/26/2018 3:32:53 PM
293612 | PERCENT OF INDIVIDUALS WITH DISEASE | PERCENT OF INDIVIDUALS WITH DISEASE OR ANOMALY | TCEQMAIN | 10/26/2018 3:32:53 PM
293820 | PERCENT OF TOTAL TRICHOPTERA INDIVI | PERCENT OF TOTAL TRICHOPTERA INDIVIDUALS AS HYDROP | TCEQMAIN | 10/26/2018 3:32:53 PM
294190 | Percent Scrapers | Percent Scrapers | SOUTHUTE | 3/29/2018 5:56:51 PM
294187 | Percent Tolerant Taxa | Percent Tolerant Taxa | SOUTHUTE | 3/29/2018 5:56:51 PM
145471 | PERCENT_CH_CONST | Percent of channel constrained (1% - 100%) | EMAP_GRE | 3/5/2010 11:56:16 AM
293975 | PERM_WATER | Lake is a permanent waterbody. | NARS_WQX | 7/6/2012 5:34:47 PM | EPA 841-R-09-001a; http://water.epa.gov/type/lakes/upload/nla_technical_appendix.pdf
56254 | PERM_WATER | Lake is a permanent waterbody. | NARSTEST | 3/16/2010 11:12:08 AM
293706 | PER_TREE_CAN | Percentage Tree Canopy | SBMWA | 2/14/2012 5:13:19 PM
293681 | PER_TREE_CAN | Percentage Tree Canopy | GSWA | 2/8/2012 10:51:47 AM
293644 | PER_TREE_CAN | Percentage Tree Canopy | URWA | 2/7/2012 1:10:15 PM
293627 | PER_TREE_CAN | Percentage Tree Canopy | SBWA | 2/7/2012 1:09:51 PM
97663 | PHOTOGRAPHS | Photographs taken (Yes/No) | NARSTEST | 2/22/2012 5:29:06 PM | EPA 841-R-09-001a; http://water.epa.gov/type/lakes/upload/nla_technical_appendix.pdf
294105 | PHOTOGRAPHS | Photographs taken (Yes/No) | NARS_WQX | 7/6/2012 6:16:30 PM | EPA 841-R-09-001a; http://water.epa.gov/type/lakes/upload/nla_technical_appendix.pdf
323591 | PHRAGMATOPOMA | Phragmatopoma | 11NPSWRD_WQX | 10/15/2018 5:17:22 PM |  |  | 0 - 100
323526 | PHRAGMATOPOMA_CALIFO | Phragmatopoma californica | 11NPSWRD_WQX | 10/15/2018 5:16:07 PM |  |  | 0 - 100
323520 | PHYLLOSPADIX_OVER | Phyllospadix overstory | 11NPSWRD_WQX | 10/15/2018 5:16:07 PM |  |  | 0 - 100
323527 | PHYLLOSPADIX_UNDER | Phyllospadix understory | 11NPSWRD_WQX | 10/15/2018 5:16:07 PM |  |  | 0 - 100
323566 | PHYL_SCOU/PHYL_TORR | Phyllospadix scouleri/P. torre | 11NPSWRD_WQX | 10/15/2018 5:16:25 PM |  |  | 0 - 100
56263 | PHYS_ACCES | Lake is physically accessible for crew and boats. | NARSTEST | 3/16/2010 11:12:08 AM
293984 | PHYS_ACCES | Lake is physically accessible for crew and boats. | NARS_WQX | 7/6/2012 5:34:47 PM | EPA 841-R-09-001a; http://water.epa.gov/type/lakes/upload/nla_technical_appendix.pdf
323531 | PHY_SCO/PHY_TOR_OVER | Phyllospadix sco/P. tor over | 11NPSWRD_WQX | 10/15/2018 5:16:09 PM |  |  | 0 - 100
323532 | PHY_SCO/PHY_TOR_UNDR | Phyllospadix sco/P. tor under | 11NPSWRD_WQX | 10/15/2018 5:16:09 PM |  |  | 0 - 100
160074 | PH_INF_DIF | Difference (Top - Bottom) in Diatom-inferred pH | NARSTEST | 3/16/2010 10:45:35 AM
294109 | PH_SIGTEST | Is PH_INF_DIF significantly different from 0? | NARS_WQX | 8/9/2012 1:25:43 PM | EPA 841-R-09-001a; http://water.epa.gov/type/lakes/upload/nla_technical_appendix.pdf
160073 | PH_SIGTEST | Is PH_INF_DIF significantly different from 0? | NARSTEST | 3/13/2012 6:13:43 PM | EPA 841-R-09-001a; http://water.epa.gov/type/lakes/upload/nla_technical_appendix.pdf
296149 | PICOL_BIOA | Proportion of algal biovolume as colonial taxa | NARSTEST | 10/28/2014 12:01:14 AM
322684 | PICOL_BIOA | Proportion of algal biovolume as colonial taxa | NARS_WQX | 7/16/2014 3:46:41 AM
322705 | PICOL_CELA | Proportion of algal cells as colonial taxa | NARS_WQX | 7/16/2014 3:46:42 AM
296170 | PICOL_CELA | Proportion of algal cells as colonial taxa | NARSTEST | 10/28/2014 12:01:14 AM
323492 | Piercer Herbivore Richness | Piercer Herbivore Richness | OREGONDEQ | 2/8/2019 11:49:34 AM |  | Number of unique Piercer Herbivore FFG taxa
296178 | PIFIL_BIOA | Proportion of algal biovolume as filamentous taxa | NARSTEST | 10/28/2014 12:01:14 AM
322713 | PIFIL_BIOA | Proportion of algal biovolume as filamentous taxa | NARS_WQX | 7/16/2014 3:46:42 AM
322691 | PIFIL_CELA | Proportion of algal cells as filamentous taxa | NARS_WQX | 7/16/2014 3:46:42 AM
296156 | PIFIL_CELA | Proportion of algal cells as filamentous taxa | NARSTEST | 10/28/2014 12:01:14 AM
296183 | PIHADNT_VDIA | Proportion of diatom valves in highly adnate taxa | NARSTEST | 10/28/2014 12:01:14 AM
322718 | PIHADNT_VDIA | Proportion of diatom valves in highly adnate taxa | NARS_WQX | 7/16/2014 3:46:42 AM
322706 | PIMOTD_VDIA | Proportion of diatom valves as motile taxa | NARS_WQX | 7/16/2014 3:46:42 AM
296171 | PIMOTD_VDIA | Proportion of diatom valves as motile taxa | NARSTEST | 10/28/2014 12:01:14 AM
293906 | PIPE | presence of intake of outlet (O,P,C,B) | NARS_WQX | 3/28/2012 1:00:09 AM | EPA/620/R-99/003; http://www.epa.gov/emap2/html/pubs/docs/groupdocs/surfwatr/field/phyhab.html
293400 | PIPE | presence of intake of outlet (O,P,C,B) | NARSTEST | 2/23/2012 6:42:01 PM | EPA/620/R-99/003; http://www.epa.gov/emap2/html/pubs/docs/groupdocs/surfwatr/field/phyhab.html
322699 | PIPLNK_BIOA | Proportion of algal biovolume as planktonic taxa | NARS_WQX | 7/16/2014 3:46:42 AM
296164 | PIPLNK_BIOA | Proportion of algal biovolume as planktonic taxa | NARSTEST | 10/28/2014 12:01:14 AM
296185 | PIPLNK_CELA | Proportion of cells of all algae that are in Taxa | NARSTEST | 10/28/2014 12:01:14 AM
322720 | PIPLNK_CELA | Proportion of cells of all algae that are in Taxa | NARS_WQX | 7/16/2014 3:46:42 AM
296152 | PIPLNK_VDIA | Proportion of diatom valves as planktonic taxa | NARSTEST | 10/28/2014 12:01:14 AM
322687 | PIPLNK_VDIA | Proportion of diatom valves as planktonic taxa | NARS_WQX | 7/16/2014 3:46:42 AM
323557 | PISASTER_OCHRACEUS | Pisaster ochraceus | 11NPSWRD_WQX | 10/15/2018 5:16:25 PM |  |  | 0 - 100
296174 | PISENS_ACHNANTHACEAE | Proportion of Individuals in Taxa characteristical | NARSTEST | 10/28/2014 12:01:14 AM
322709 | PISENS_ACHNANTHACEAE | Proportion of Individuals in Taxa characteristical | NARS_WQX | 7/16/2014 3:46:42 AM
322696 | PISENS_DIATOMACEAE | Proportion of Individuals in Taxa characteristical | NARS_WQX | 7/16/2014 3:46:42 AM
296161 | PISENS_DIATOMACEAE | Proportion of Individuals in Taxa characteristical | NARSTEST | 10/28/2014 12:01:14 AM
322692 | PISENS_NAVICULACEAE | Proportion of Individuals in Taxa characteristical | NARS_WQX | 7/16/2014 3:46:42 AM
296157 | PISENS_NAVICULACEAE | Proportion of Individuals in Taxa characteristical | NARSTEST | 10/28/2014 12:01:14 AM
296155 | PITOL_NAVICULACEAE | Proportion of Individuals in Taxa characteristical | NARSTEST | 10/28/2014 12:01:14 AM
322690 | PITOL_NAVICULACEAE | Proportion of Individuals in Taxa characteristical | NARS_WQX | 7/16/2014 3:46:42 AM
296184 | PITOL_NITZSCHIACEAE | Proportion of Individuals in Taxa characteristical | NARSTEST | 10/28/2014 12:01:14 AM
322719 | PITOL_NITZSCHIACEAE | Proportion of Individuals in Taxa characteristical | NARS_WQX | 7/16/2014 3:46:42 AM
322710 | PI_DISTMMISENS | Proportion of diatom Individuals characteristicall | NARS_WQX | 7/16/2014 3:46:42 AM
296175 | PI_DISTMMISENS | Proportion of diatom Individuals characteristicall | NARSTEST | 10/28/2014 12:01:14 AM
296167 | PI_L1PTLSENS | Proportion of diatom individuals in low nutrient t | NARSTEST | 10/28/2014 12:01:14 AM
322702 | PI_L1PTLSENS | Proportion of diatom individuals in low nutrient t | NARS_WQX | 7/16/2014 3:46:42 AM
322689 | PI_NUTMMISENS | Proportion of diatom individuals in low nutrient t | NARS_WQX | 7/16/2014 3:46:42 AM
296154 | PI_NUTMMISENS | Proportion of diatom individuals in low nutrient t | NARSTEST | 10/28/2014 12:01:14 AM
323380 | Planarian | Planarian | WQXTEST | 5/12/2016 6:29:26 AM |  | A= 1-9, B=10-99, C=>100 | A, B, C
296160 | PLANOTHIDIUM | Proportion of diatom valves in the genus Planothid | NARSTEST | 10/28/2014 12:01:14 AM
322695 | PLANOTHIDIUM | Proportion of diatom valves in the genus Planothid | NARS_WQX | 7/16/2014 3:46:42 AM
296043 | PLECNTAX | No. of Plecoptera taxa | NARSTEST | 10/27/2014 6:35:11 PM | EPA/841/D-13/001
322974 | PLECNTAX | No. of Plecoptera taxa | NARS_WQX | 7/16/2014 10:22:52 AM | EPA/841/D-13/001
292761 | PlecoPct | Plecoptera | 21ARIZ_WQX | 5/12/2016 1:20:43 AM |  |  | 0-100
294182 | Plecoptera Taxa | Plecoptera Taxa | SOUTHUTE | 3/29/2018 5:56:52 PM
323476 | Plecoptera Taxa Richness | Plecoptera Taxa Richness | OREGONDEQ | 2/8/2019 11:49:34 AM |  | Number of unique Plecoptera taxa
323435 | PLECOPTERA%Comp | % COMPOSITION OF PLECOPTERA | PICURIS_PUEBLO | 10/17/2018 7:20:48 AM
323017 | PLECPIND | % Plecoptera individuals | NARS_WQX | 7/16/2014 10:22:52 AM | EPA/841/D-13/001
121275 | PLECPIND | Plecoptera % Individuals | EMAP_GRE | 2/5/2010 12:04:03 PM
296086 | PLECPIND | % Plecoptera individuals | NARSTEST | 10/27/2014 6:35:11 PM | EPA/841/D-13/001
121276 | PLECPTAX | Plecoptera % Distinct Taxa | EMAP_GRE | 2/5/2010 12:04:03 PM
296119 | PLECPTAX | % Plecoptera taxa | NARSTEST | 10/27/2014 6:35:11 PM | EPA/841/D-13/001
323050 | PLECPTAX | % Plecoptera taxa | NARS_WQX | 7/16/2014 10:22:53 AM | EPA/841/D-13/001
121277 | PLECRICH | Plecoptera Distinct Taxa Richness | EMAP_GRE | 2/5/2010 12:04:03 PM
322686 | PLIVE | Percent live diatoms | NARS_WQX | 7/16/2014 3:46:42 AM
296151 | PLIVE | Percent live diatoms | NARSTEST | 10/28/2014 12:01:14 AM
323283 | PMA | Percent Model Affinity | WQXTEST | 12/4/2014 1:43:57 PM |  |  | 0-100
296201 | PMA | Percent Model Affinity | 21NYDECA_WQX | 4/15/2014 1:05:26 PM |  |  | 0-100
323306 | PMA | Percent Model Affinity | EPA_REGION_2 | 12/11/2014 2:15:34 PM |  |  | 0-100
293420 | PMI_002 | Non-insect taxa | NJDEP_BFBM | 8/23/2018 12:01:26 PM
293421 | PMI_003 | Percent Plecoptera and Trichoptera | NJDEP_BFBM | 8/23/2018 12:01:26 PM
293422 | PMI_004 | Percent Diptera excluding Tanytarsini | NJDEP_BFBM | 8/23/2018 12:01:26 PM
293423 | PMI_005 | Percent Mollusca and Amphipoda | NJDEP_BFBM | 8/23/2018 12:01:26 PM
293424 | PMI_007 | Percent Filterers | NJDEP_BFBM | 8/23/2018 12:01:26 PM
323593 | POLLICIPES | Pollicipes | 11NPSWRD_WQX | 10/15/2018 5:21:11 PM |  |  | 0 - 100
323548 | POLLICIPES_POLYMERUS | Pollicipes polymerus | 11NPSWRD_WQX | 10/15/2018 5:16:25 PM |  |  | 0 - 100
296196 | PONARPMA | Ponar Percent Model Affinity | 21NYDECA_WQX | 4/15/2014 2:01:22 PM |  |  | 0-100
237769 | Pool/Glide Hab Asmt - Bank Vegetat | Bank Vegetation | 21PA_WQX | 5/9/2011 11:23:06 AM |  |  | 1 to 20
237770 | Pool/Glide Hab Asmt - Channel Alte | Channel Alterations | 21PA_WQX | 5/9/2011 11:23:06 AM |  |  | 1 to 20
237771 | Pool/Glide Hab Asmt - Channel Flow | Channel Flow Status | 21PA_WQX | 5/9/2011 11:23:06 AM |  |  | 1 to 20
237772 | Pool/Glide Hab Asmt - Condition of | Condition of Banks | 21PA_WQX | 5/9/2011 11:23:06 AM |  |  | 1 to 20
237773 | Pool/Glide Hab Asmt - Pool Substra | Pool Substrate Characterization | 21PA_WQX | 5/9/2011 11:23:06 AM |  |  | 1 to 20
237774 | Pool/Glide Hab Asmt - Pool Variabi | Pool Variability | 21PA_WQX | 5/9/2011 11:23:06 AM |  |  | 1 to 20
237775 | Pool/Glide Hab Asmt - Riparian Veg | Riparian Vegetative Zone | 21PA_WQX | 5/9/2011 11:23:06 AM |  |  | 1 to 20
237776 | Pool/Glide Hab Asmt - Sediment Dep | Sediment Deposition | 21PA_WQX | 5/9/2011 11:23:06 AM |  |  | 1 to 20
237777 | Pool/Glide Hab Asmt - Substrate/Av | Substrate/Available Cover | 21PA_WQX | 5/9/2011 11:23:06 AM |  |  | 1 to 20
164438 | Pool/Glide Habitat Assessment | Bank Vegetation | 21PA_WQX | 2/25/2011 2:57:47 PM |  |  | 1 to 20
164353 | POOLFORM | Pool form code | NARSTEST | 9/23/2010 4:14:23 PM | EPA/620/R-99/003; http://www.epa.gov/emap2/html/pubs/docs/groupdocs/surfwatr/field/phyhab.html
293293 | POPULATION DIVERSITY, PHYTOPLANKTON | Population diversity, phytoplankton, # of species | UTAHDWQ_WQX | 4/25/2016 12:30:31 PM
323554 | PORPHYRA_SPP | Porphyra spp | 11NPSWRD_WQX | 10/15/2018 5:16:26 PM |  |  | 0 - 100
323307 | PRCNTCF | Percent Collector/Filterer | EPA_REGION_2 | 12/11/2014 2:15:34 PM |  |  | 0-100
323284 | PRCNTCF | Percent Collector/Filterer Individuals | WQXTEST | 12/4/2014 1:43:57 PM |  |  | 0-100
323308 | PRCNTCFCM | Percent Trichoptera Individuals | EPA_REGION_2 | 12/11/2014 2:15:34 PM |  |  | 0-100
323285 | PRCNTCFCM | Percent Trichoptera Individuals | WQXTEST | 12/4/2014 1:43:57 PM |  |  | 0-100
323309 | PRCNTCHIR | Percent Chironomidae Individuals | EPA_REGION_2 | 12/11/2014 2:15:34 PM |  |  | 0-100
323294 | PRCNTCHIR | Percent Chironomidae Individuals | WQXTEST | 12/4/2014 1:43:57 PM |  |  | 0-100
323310 | PRCNTCOL | Percent Coleoptera Individuals | EPA_REGION_2 | 12/11/2014 2:15:34 PM |  |  | 0-100
323286 | PRCNTCOL | Percent Coleoptera Individuals | WQXTEST | 12/4/2014 1:43:57 PM |  |  | 0-100
323287 | PRCNTCRUS | Percent Crustacean Individuals | WQXTEST | 12/4/2014 1:43:58 PM |  |  | 0-100
323311 | PRCNTCRUS | Percent Crustacean Individuals | EPA_REGION_2 | 12/11/2014 2:15:34 PM |  |  | 0-100
323288 | PRCNTDIP | Percent Diptera Individuals | WQXTEST | 12/4/2014 1:43:58 PM |  |  | 0-100
323312 | PRCNTDIP | Percent Diptera Individuals | EPA_REGION_2 | 12/11/2014 2:15:34 PM |  |  | 0-100
323313 | PRCNTDOMI | Percent Dominant Individuals | EPA_REGION_2 | 12/11/2014 2:15:34 PM |  |  | 0-100
323289 | PRCNTDOMI | Percent Dominant Individuals | WQXTEST | 12/4/2014 1:43:58 PM |  |  | 0-100
323290 | PRCNTET | Percent Ephemeroptera and Trichoptera Individuals | WQXTEST | 12/4/2014 1:43:58 PM |  |  | 0-100
323314 | PRCNTET | Percent Ephemeroptera and Trichoptera Individuals | EPA_REGION_2 | 12/11/2014 2:15:34 PM |  |  | 0-100
323291 | PRCNTGAS | Percent Gastropoda Individuals | WQXTEST | 12/4/2014 1:43:58 PM |  |  | 0-100
323315 | PRCNTGAS | Percent Gastropoda Individuals | EPA_REGION_2 | 12/11/2014 2:15:34 PM |  |  | 0-100
323292 | PRCNTITOL | Percent Intolerant Individuals | WQXTEST | 12/4/2014 1:43:58 PM |  |  | 0-100
323316 | PRCNTITOL | Percent Intolerant Individuals | EPA_REGION_2 | 12/11/2014 2:15:34 PM |  |  | 0-100
323293 | PRCNTLEP | Percent Lepidoptera Individuals | WQXTEST | 12/4/2014 1:43:58 PM |  |  | 0-100
323317 | PRCNTLEP | Percent Lepidoptera Individuals | EPA_REGION_2 | 12/11/2014 2:15:34 PM |  |  | 0-100
323318 | PRCNTMFCM | Percent Ephemeroptera Individuals | EPA_REGION_2 | 12/11/2014 2:15:34 PM |  |  | 0-100
323300 | PRCNTMFCM | Percent Ephemeroptera Individuals | WQXTEST | 12/4/2014 1:43:58 PM |  |  | 0-100
323324 | PRCNTNINS | % Non-Insect Individuals | EPA_REGION_2 | 12/11/2014 2:15:34 PM |  |  | 0-100
323295 | PRCNTODON | Percent Odonata Individuals | WQXTEST | 12/4/2014 1:43:59 PM |  |  | 0-100
323319 | PRCNTODON | Percent Odonata Individuals | EPA_REGION_2 | 12/11/2014 2:15:34 PM |  |  | 0-100
323320 | PRCNTOLIG | Percent Oligochaeta Individuals | EPA_REGION_2 | 12/11/2014 2:15:34 PM |  |  | 0-100
323296 | PRCNTOLIG | Percent Oligochaeta Individuals | WQXTEST | 12/4/2014 1:43:59 PM |  |  | 0-100
323297 | PRCNTPRD | Percent Predator Individuals | WQXTEST | 12/4/2014 1:43:59 PM |  |  | 0-100
323321 | PRCNTPRD | Percent Predator Individuals | EPA_REGION_2 | 12/11/2014 2:15:34 PM |  |  | 0-100
323322 | PRCNTSCR | Percent Scraper Individuals | EPA_REGION_2 | 12/11/2014 2:15:35 PM |  |  | 0-100
323298 | PRCNTSCR | Percent Scraper Individuals | WQXTEST | 12/4/2014 1:43:59 PM |  |  | 0-100
323477 | Predator Richness | Predator Richness | OREGONDEQ | 2/8/2019 11:49:34 AM |  | Number of unique Predator FFG taxa
322982 | PREDNTAX | No. of Predators taxa | NARS_WQX | 7/16/2014 10:22:52 AM | EPA/841/D-13/001
296051 | PREDNTAX | No. of Predators taxa | NARSTEST | 10/27/2014 6:35:11 PM | EPA/841/D-13/001
121278 | PREDPIND | Predator % Individuals | EMAP_GRE | 2/5/2010 12:04:03 PM
296131 | PREDPIND | % Predators individuals | NARSTEST | 10/27/2014 6:35:11 PM | EPA/841/D-13/001
323062 | PREDPIND | % Predators individuals | NARS_WQX | 7/16/2014 10:22:53 AM | EPA/841/D-13/001
121279 | PREDPTAX | Predator % Distinct Taxa | EMAP_GRE | 2/5/2010 12:04:03 PM
323010 | PREDPTAX | % Predators taxa | NARS_WQX | 7/16/2014 10:22:52 AM | EPA/841/D-13/001
296079 | PREDPTAX | % Predators taxa | NARSTEST | 10/27/2014 6:35:11 PM | EPA/841/D-13/001
121280 | PREDRICH | Predator Distinct Taxa Richness | EMAP_GRE | 2/5/2010 12:04:03 PM
293658 | PRED_AQUATIC_VEG | Predominant Aquatic Vegetation | URWA | 2/7/2012 1:10:17 PM
293694 | PRED_AQUATIC_VEG | Predominant Aquatic Vegetation | GSWA | 2/8/2012 10:52:33 AM
294100 | PRISTINE | Waterbody character (Pristine to Highly distrubed) | NARS_WQX | 7/6/2012 6:16:30 PM | EPA 841-R-09-001a; http://water.epa.gov/type/lakes/upload/nla_technical_appendix.pdf
97658 | PRISTINE | Waterbody character (Pristine to Highly distrubed) | NARSTEST | 2/22/2012 5:29:06 PM | EPA 841-R-09-001a; http://water.epa.gov/type/lakes/upload/nla_technical_appendix.pdf
121335 | PROP_BIO_NAT_ALL | Prop Native/Nonindigenous fish biomass:all trnscts | EMAP_GRE | 2/5/2010 11:07:48 AM
121336 | PROP_BIO_NAT_NO_EXC1_ALL | Prop. Native/Nonindigenous fish biomass:no es/gs | EMAP_GRE | 2/5/2010 11:07:48 AM
121346 | PROP_CARN_NIND_EXC1_ALL | Prop. Carnivores individuals:no Es/Gs;all transcts | EMAP_GRE | 2/5/2010 11:07:48 AM
121348 | PROP_DELTS_NIND_ALL | Prop. Ind. w/DELTS: no Es/Gs;all transects | EMAP_GRE | 2/5/2010 11:07:48 AM
121352 | PROP_DETRI_NIND_EXC1_ALL | Prop. Detritivore Ind:no EShin/GShad/Bass | EMAP_GRE | 2/5/2010 11:07:48 AM
121354 | PROP_GRS_NIND_EXC1_ALL | Proportion of Great River Individuals | EMAP_GRE | 2/5/2010 11:07:48 AM
121359 | PROP_HYB_NIND_EXC1_ALL | Proportion of Hybrid individuals:no Es/GS | EMAP_GRE | 2/5/2010 11:07:48 AM
121367 | PROP_INTOL_NIND_EXC1_ALL | Proportion of Intolerant Individuals | EMAP_GRE | 2/5/2010 11:07:48 AM
121363 | PROP_INVERT_BIO_EXC1_ALL | Proportion of Invertivore Biomass | EMAP_GRE | 2/5/2010 11:07:48 AM
121362 | PROP_INVERT_NIND_EXC1_ALL | Proportion of Invertivore Individuals | EMAP_GRE | 2/5/2010 11:07:48 AM
121370 | PROP_LITHO_NIND_EXC1_ALL | Proportion of Lithophil individuals | EMAP_GRE | 2/5/2010 11:07:48 AM
121334 | PROP_NAT_NIND_EXC1_ALL | Proportion of Native individuals- All Transects | EMAP_GRE | 2/5/2010 11:07:48 AM
121340 | PROP_NONINDIG_BIO_EXC1_ALL | Prop. Non-indigenous biomass:no es/gs; all trnscts | EMAP_GRE | 2/5/2010 11:07:48 AM
121339 | PROP_NONINDIG_NIND_EXC1_ALL | Prop. Non-indigenous individuals:no es/gs;all trns | EMAP_GRE | 2/5/2010 11:07:48 AM
121376 | PROP_OMNI_BIO_EXC1_ALL | Proportion of Omnivore Biomass | EMAP_GRE | 2/5/2010 11:07:48 AM
121374 | PROP_OMNI_NIND_EXC1_ALL | Proportion of Omnivore individuals | EMAP_GRE | 2/5/2010 11:07:48 AM
121381 | PROP_TOLER_BIO_EXC1_ALL | Proportion of Tolerant Biomass | EMAP_GRE | 2/5/2010 11:07:48 AM
121379 | PROP_TOLER_NIND_EXC1_ALL | Proportion of Tolerant individuals | EMAP_GRE | 2/5/2010 11:07:48 AM
121384 | PROP_TOP_PISCI_NIND_EXC1_ALL | Proportion of Top Piscivore individuals | EMAP_GRE | 2/5/2010 11:07:48 AM
121343 | PROP_UNDETERM_NIND_EXC1_ALL | Proportion of Undetermined individuals | EMAP_GRE | 2/5/2010 11:07:48 AM
121281 | PSAMPIND | Psammophilic chironomids % Individuals | EMAP_GRE | 2/5/2010 12:04:03 PM
121282 | PSAMPTAX | Psammophilic chironomids % Distinct Taxa | EMAP_GRE | 2/5/2010 12:04:03 PM
121283 | PSAMRICH | Psammophilic chironomids Distinct Taxa Richness | EMAP_GRE | 2/5/2010 12:04:03 PM
293395 | PSTR | presence of pasture/range/hay (O,P,C,B) | NARSTEST | 2/23/2012 6:42:01 PM | EPA/620/R-99/003; http://www.epa.gov/emap2/html/pubs/docs/groupdocs/surfwatr/field/phyhab.html
293901 | PSTR | presence of pasture/range/hay (O,P,C,B) | NARS_WQX | 3/28/2012 1:00:09 AM | EPA/620/R-99/003; http://www.epa.gov/emap2/html/pubs/docs/groupdocs/surfwatr/field/phyhab.html
294556 | PTL_COND | Site condition class based on total phosphorus con | NARSTEST | 11/20/2013 10:27:42 AM | EPA/841/D-13/001
322469 | PTL_COND | Site condition class based on total phosphorus con | NARS_WQX | 7/15/2014 8:31:53 PM | EPA/841/D-13/001
160068 | PTL_INF_DIF | Difference (Top - Bottom) in Diatom-inferred Total | NARSTEST | 3/16/2010 10:45:35 AM
160067 | PTL_SIGTEST | Is PTL_INF_DIF significantly different from 0? | NARSTEST | 3/13/2012 6:13:43 PM | EPA 841-R-09-001a; http://water.epa.gov/type/lakes/upload/nla_technical_appendix.pdf
294106 | PTL_SIGTEST | Is PTL_INF_DIF significantly different from 0? | NARS_WQX | 8/9/2012 1:25:42 PM | EPA 841-R-09-001a; http://water.epa.gov/type/lakes/upload/nla_technical_appendix.pdf
322708 | PT_L1PTLSENS | Proportion of diatom taxa in low nutrient taxa bas | NARS_WQX | 7/16/2014 3:46:42 AM
296173 | PT_L1PTLSENS | Proportion of diatom taxa in low nutrient taxa bas | NARSTEST | 10/28/2014 12:01:14 AM
322715 | PT_NUTMMISENS | Proportion of diatom taxa considered low nutrient | NARS_WQX | 7/16/2014 3:46:42 AM
296180 | PT_NUTMMISENS | Proportion of diatom taxa considered low nutrient | NARSTEST | 10/28/2014 12:01:14 AM
293404 | PVMT | presence of pavement (O,P,C,B) | NARSTEST | 2/23/2012 6:42:05 PM | EPA/620/R-99/003; http://www.epa.gov/emap2/html/pubs/docs/groupdocs/surfwatr/field/phyhab.html
293910 | PVMT | presence of pavement (O,P,C,B) | NARS_WQX | 3/28/2012 1:00:15 AM | EPA/620/R-99/003; http://www.epa.gov/emap2/html/pubs/docs/groupdocs/surfwatr/field/phyhab.html
322517 | QR1 | Riparian Quality Index (Scaled XCMGW XCdenBK W1Hal | NARS_WQX | 7/15/2014 9:42:33 PM | EPA/841/D-13/001
317249 | QR1 | Riparian Quality Index (Scaled XCMGW XCdenBK W1Hal | NARSTEST | 11/25/2013 12:39:36 PM | EPA/841/D-13/001
317219 | QRVEG1 | Riparian Veg Quality Index (Scaled XCMGW) | NARSTEST | 11/25/2013 12:39:36 PM | EPA/841/D-13/001
322487 | QRVEG1 | Riparian Veg Quality Index (Scaled XCMGW) | NARS_WQX | 7/15/2014 9:42:33 PM | EPA/841/D-13/001
316647 | QUALIFIER | Qualifer Code(s) describing PCR results. See data | NARSTEST | 11/6/2013 6:12:13 PM | EPA/841/D-13/001
322958 | QUALIFIER | Qualifer Code(s) describing PCR results. See data | NARS_WQX | 7/16/2014 8:46:51 AM | EPA/841/D-13/001
293819 | RATIO OF INTOLERANT TO TOLERANT TAX | RATIO OF INTOLERANT TO TOLERANT TAXA, BENTHOS | TCEQMAIN | 10/26/2018 3:32:53 PM
317521 | raw_count_nu | Count of Individual specimens in sample | BETA_OCMA | 1/2/2014 10:13:10 AM | SESD Project #12-0029
322437 | raw_count_nu | Count of Individual specimens in sample | EPA_OCMA_R4 | 2/12/2014 3:21:57 PM | SESD Project #12-0029
295910 | RBCATONTAX | No. round-bodied sucker taxa | NARSTEST | 10/27/2014 1:03:29 PM | EPA/841/D-13/001
322827 | RBCATONTAX | No. round-bodied sucker taxa | NARS_WQX | 7/16/2014 6:10:55 AM | EPA/841/D-13/001
322822 | RBCATOPIND | % round-bodied sucker individuals | NARS_WQX | 7/16/2014 6:10:54 AM | EPA/841/D-13/001
295905 | RBCATOPIND | % round-bodied sucker individuals | NARSTEST | 10/27/2014 1:03:29 PM | EPA/841/D-13/001
295914 | RBCATOPTAX | % round-bodied sucker taxa | NARSTEST | 10/27/2014 1:03:29 PM | EPA/841/D-13/001
322831 | RBCATOPTAX | % round-bodied sucker taxa | NARS_WQX | 7/16/2014 6:10:55 AM | EPA/841/D-13/001
293645 | RBVP | Right Bank Vegetative Protection | URWA | 2/7/2012 1:10:15 PM
293707 | RBVP | Right Bank Vegetative Protection | SBMWA | 2/14/2012 5:13:19 PM
293693 | RBVP | Right Bank Vegetative Protection | GSWA | 2/8/2012 10:52:25 AM
293646 | RB_STA | Right Bank Stability | URWA | 2/7/2012 1:10:15 PM
293628 | RB_STA | Right Bank Stability | SBWA | 2/7/2012 1:09:51 PM
293713 | RB_STA | Right Bank Stability | SBMWA | 2/14/2012 5:14:59 PM
293682 | RB_STA | Right Bank Stability | GSWA | 2/8/2012 10:51:47 AM
293781 | RCHDOWN | Extent of Reach Downstream from X (m) | NARSTEST | 2/23/2012 7:26:02 PM | EPA/620/R-99/003; http://www.epa.gov/emap2/html/pubs/docs/groupdocs/surfwatr/field/phyhab.html
293934 | RCHDOWN | Extent of Reach Downstream from X (m) | NARS_WQX | 3/29/2012 5:58:56 PM | EPA/620/R-99/003; http://www.epa.gov/emap2/html/pubs/docs/groupdocs/surfwatr/field/phyhab.html
293945 | RCHLEN | Total Length of Reach (m) | NARS_WQX | 3/29/2012 6:00:02 PM | EPA/620/R-99/003; http://www.epa.gov/emap2/html/pubs/docs/groupdocs/surfwatr/field/phyhab.html
293792 | RCHLEN | Total Length of Reach (m) | NARSTEST | 2/23/2012 7:27:27 PM | EPA/620/R-99/003; http://www.epa.gov/emap2/html/pubs/docs/groupdocs/surfwatr/field/phyhab.html
293780 | RCHUP | Extent of Reach Upstream from X (m) | NARSTEST | 2/23/2012 7:26:02 PM | EPA/620/R-99/003; http://www.epa.gov/emap2/html/pubs/docs/groupdocs/surfwatr/field/phyhab.html
293933 | RCHUP | Extent of Reach Upstream from X (m) | NARS_WQX | 3/29/2012 5:58:56 PM | EPA/620/R-99/003; http://www.epa.gov/emap2/html/pubs/docs/groupdocs/surfwatr/field/phyhab.html
293779 | RCHWIDTH | Channel Width Used to Define Reach (m) | NARSTEST | 2/23/2012 7:26:02 PM | EPA/620/R-99/003; http://www.epa.gov/emap2/html/pubs/docs/groupdocs/surfwatr/field/phyhab.html
293932 | RCHWIDTH | Channel Width Used to Define Reach (m) | NARS_WQX | 3/29/2012 5:58:56 PM | EPA/620/R-99/003; http://www.epa.gov/emap2/html/pubs/docs/groupdocs/surfwatr/field/phyhab.html
97647 | RCH_AGRICULTURE | % of shoreline agriculture | NARSTEST | 2/22/2012 5:29:06 PM | EPA 841-R-09-001a; http://water.epa.gov/type/lakes/upload/nla_technical_appendix.pdf
294087 | RCH_AGRICULTURE | % of shoreline agriculture | NARS_WQX | 7/6/2012 6:16:30 PM | EPA 841-R-09-001a; http://water.epa.gov/type/lakes/upload/nla_technical_appendix.pdf
97646 | RCH_BARE_GROUND | % of shoreline bare ground | NARSTEST | 2/22/2012 5:29:06 PM | EPA 841-R-09-001a; http://water.epa.gov/type/lakes/upload/nla_technical_appendix.pdf
294086 | RCH_BARE_GROUND | % of shoreline bare ground | NARS_WQX | 7/6/2012 6:16:30 PM | EPA 841-R-09-001a; http://water.epa.gov/type/lakes/upload/nla_technical_appendix.pdf
294089 | RCH_DEVELOPMENT | % of shoreline development (Res & Urban) | NARS_WQX | 7/6/2012 6:16:30 PM | EPA 841-R-09-001a; http://water.epa.gov/type/lakes/upload/nla_technical_appendix.pdf
97649 | RCH_DEVELOPMENT | % of shoreline development (Res & Urban) | NARSTEST | 2/22/2012 5:29:06 PM | EPA 841-R-09-001a; http://water.epa.gov/type/lakes/upload/nla_technical_appendix.pdf
294082 | RCH_FOREST | % of shoreline forest | NARS_WQX | 7/6/2012 6:16:30 PM | EPA 841-R-09-001a; http://water.epa.gov/type/lakes/upload/nla_technical_appendix.pdf
97642 | RCH_FOREST | % of shoreline forest | NARSTEST | 2/22/2012 5:29:06 PM | EPA 841-R-09-001a; http://water.epa.gov/type/lakes/upload/nla_technical_appendix.pdf
294083 | RCH_GRASS | % of shoreline grass | NARS_WQX | 7/6/2012 6:16:30 PM | EPA 841-R-09-001a; http://water.epa.gov/type/lakes/upload/nla_technical_appendix.pdf
97643 | RCH_GRASS | % of shoreline grass | NARSTEST | 2/22/2012 5:29:06 PM | EPA 841-R-09-001a; http://water.epa.gov/type/lakes/upload/nla_technical_appendix.pdf
97648 | RCH_SHOREMODS | % of shoreline modified (docks, riprap) | NARSTEST | 2/22/2012 5:29:06 PM | EPA 841-R-09-001a; http://water.epa.gov/type/lakes/upload/nla_technical_appendix.pdf
294088 | RCH_SHOREMODS | % of shoreline modified (docks, riprap) | NARS_WQX | 7/6/2012 6:16:30 PM | EPA 841-R-09-001a; http://water.epa.gov/type/lakes/upload/nla_technical_appendix.pdf
97644 | RCH_SHRUB | % of shoreline shurb | NARSTEST | 2/22/2012 5:29:06 PM | EPA 841-R-09-001a; http://water.epa.gov/type/lakes/upload/nla_technical_appendix.pdf
294084 | RCH_SHRUB | % of shoreline shurb | NARS_WQX | 7/6/2012 6:16:30 PM | EPA 841-R-09-001a; http://water.epa.gov/type/lakes/upload/nla_technical_appendix.pdf
97645 | RCH_WETLAND | % of shoreline wetland | NARSTEST | 2/22/2012 5:29:06 PM | EPA 841-R-09-001a; http://water.epa.gov/type/lakes/upload/nla_technical_appendix.pdf
294085 | RCH_WETLAND | % of shoreline wetland | NARS_WQX | 7/6/2012 6:16:30 PM | EPA 841-R-09-001a; http://water.epa.gov/type/lakes/upload/nla_technical_appendix.pdf
317258 | RDIST1 | Riparian Disturbance index (scaled W1_Hall 0-1) | NARSTEST | 11/25/2013 12:39:47 PM | EPA/841/D-13/001
322526 | RDIST1 | Riparian Disturbance index (scaled W1_Hall 0-1) | NARS_WQX | 7/15/2014 9:42:55 PM | EPA/841/D-13/001
293776 | RDS_VER | Site Verified by Roads (Y/N) | NARSTEST | 2/23/2012 7:26:02 PM | EPA/620/R-99/003; http://www.epa.gov/emap2/html/pubs/docs/groupdocs/surfwatr/field/phyhab.html
293929 | RDS_VER | Site Verified by Roads (Y/N) | NARS_WQX | 3/29/2012 5:58:56 PM | EPA/620/R-99/003; http://www.epa.gov/emap2/html/pubs/docs/groupdocs/surfwatr/field/phyhab.html
97662 | RECREATIONAL_VALUE | Recreational value (Excellent/Good/Fair/Poor) | NARSTEST | 2/22/2012 5:29:06 PM | EPA 841-R-09-001a; http://water.epa.gov/type/lakes/upload/nla_technical_appendix.pdf
294104 | RECREATIONAL_VALUE | Recreational value (Excellent/Good/Fair/Poor) | NARS_WQX | 7/6/2012 6:16:30 PM | EPA 841-R-09-001a; http://water.epa.gov/type/lakes/upload/nla_technical_appendix.pdf
145985 | REC_BOATS | Recreational; boats/PWC | EMAP_GRE | 3/15/2010 5:10:03 PM
145986 | REC_CAMP | Recreational; camping | EMAP_GRE | 3/15/2010 5:10:03 PM
97614 | REC_FILMS | Recreational surface films, scums, slicks disturb. | NARSTEST | 2/22/2012 5:29:05 PM | EPA 841-R-09-001a; http://water.epa.gov/type/lakes/upload/nla_technical_appendix.pdf
294054 | REC_FILMS | Recreational surface films, scums, slicks disturb. | NARS_WQX | 7/6/2012 6:16:29 PM | EPA 841-R-09-001a; http://water.epa.gov/type/lakes/upload/nla_technical_appendix.pdf
145987 | REC_FISH | Recreational; fishing | EMAP_GRE | 3/15/2010 5:10:03 PM
145988 | REC_HIKE | Recreational; hiking | EMAP_GRE | 3/15/2010 5:10:03 PM
294052 | REC_MARINAS | Recreational marinas disturb. | NARS_WQX | 7/6/2012 6:16:29 PM | EPA 841-R-09-001a; http://water.epa.gov/type/lakes/upload/nla_technical_appendix.pdf
97612 | REC_MARINAS | Recreational marinas disturb. | NARSTEST | 2/22/2012 5:29:05 PM | EPA 841-R-09-001a; http://water.epa.gov/type/lakes/upload/nla_technical_appendix.pdf
146002 | REC_OTH | Recreational; other | EMAP_GRE | 3/15/2010 5:10:05 PM
145989 | REC_PARK | Recreational; parks | EMAP_GRE | 3/15/2010 5:10:03 PM
97609 | REC_PARKS | Recreational parks disturb. | NARSTEST | 2/22/2012 5:29:05 PM | EPA 841-R-09-001a; http://water.epa.gov/type/lakes/upload/nla_technical_appendix.pdf
294049 | REC_PARKS | Recreational parks disturb. | NARS_WQX | 7/6/2012 6:16:29 PM | EPA 841-R-09-001a; http://water.epa.gov/type/lakes/upload/nla_technical_appendix.pdf
294050 | REC_PRIMITIVE | Recreational primitive parks, camping disturb. | NARS_WQX | 7/6/2012 6:16:29 PM | EPA 841-R-09-001a; http://water.epa.gov/type/lakes/upload/nla_technical_appendix.pdf
97610 | REC_PRIMITIVE | Recreational primitive parks, camping disturb. | NARSTEST | 2/22/2012 5:29:05 PM | EPA 841-R-09-001a; http://water.epa.gov/type/lakes/upload/nla_technical_appendix.pdf
97611 | REC_RESORTS | Recreational resorts disturb. | NARSTEST | 2/22/2012 5:29:05 PM | EPA 841-R-09-001a; http://water.epa.gov/type/lakes/upload/nla_technical_appendix.pdf
294051 | REC_RESORTS | Recreational resorts disturb. | NARS_WQX | 7/6/2012 6:16:29 PM | EPA 841-R-09-001a; http://water.epa.gov/type/lakes/upload/nla_technical_appendix.pdf
294078 | REC_SCORE | Summed Recreational Stressor Score | NARS_WQX | 7/6/2012 6:16:30 PM | EPA 841-R-09-001a; http://water.epa.gov/type/lakes/upload/nla_technical_appendix.pdf
97638 | REC_SCORE | Summed Recreational Stressor Score | NARSTEST | 2/22/2012 5:29:06 PM | EPA 841-R-09-001a; http://water.epa.gov/type/lakes/upload/nla_technical_appendix.pdf
145990 | REC_SWIM | Recreational; swimming | EMAP_GRE | 3/15/2010 5:10:03 PM
97608 | REC_TRAILS | Recreational hiking trails disturb. | NARSTEST | 2/22/2012 5:29:05 PM | EPA 841-R-09-001a; http://water.epa.gov/type/lakes/upload/nla_technical_appendix.pdf
294048 | REC_TRAILS | Recreational hiking trails disturb. | NARS_WQX | 7/6/2012 6:16:29 PM | EPA 841-R-09-001a; http://water.epa.gov/type/lakes/upload/nla_technical_appendix.pdf
145991 | REC_TRASH | Recreational; trash/litter | EMAP_GRE | 3/15/2010 5:10:03 PM
294053 | REC_TRASH | Recreational trash/litter disturb. | NARS_WQX | 7/6/2012 6:16:29 PM | EPA 841-R-09-001a; http://water.epa.gov/type/lakes/upload/nla_technical_appendix.pdf
97613 | REC_TRASH | Recreational trash/litter disturb. | NARSTEST | 2/22/2012 5:29:05 PM | EPA 841-R-09-001a; http://water.epa.gov/type/lakes/upload/nla_technical_appendix.pdf
322409 | redox_rebound_thickness_min | Redox Rebound Thickness (cm) | BETA_OCMA | 1/28/2014 12:52:39 PM | EPA Contract No. 68-C8-0105
322463 | redox_rebound_thickness_min | Redox Rebound Thickness (cm) | EPA_OCMA_R4 | 5/30/2014 12:18:39 PM | EPA Contract No. 68-C8-0105
323501 | RED_ALGAL_TURF | Red algal turf | 11NPSWRD_WQX | 10/15/2018 5:16:02 PM |  |  | 0 - 100
323631 | Reference site score | HA Reference site score | PICURIS_PUEBLO | 2/28/2019 5:20:20 PM
56249 | REF_CLUSTER | NLA Reference Site Cluster (A-G) | NARSTEST | 3/16/2010 11:12:08 AM
293969 | REF_CLUSTER | NLA Reference Site Cluster (A-G) | NARS_WQX | 7/6/2012 5:34:47 PM | EPA 841-R-09-001a; http://water.epa.gov/type/lakes/upload/nla_technical_appendix.pdf
145992 | RES_BRID | Residental; bridges/culverts | EMAP_GRE | 3/15/2010 5:10:03 PM
294046 | RES_BRIDGES | Recreational bridges/causeways disturb. | NARS_WQX | 7/6/2012 6:16:29 PM | EPA 841-R-09-001a; http://water.epa.gov/type/lakes/upload/nla_technical_appendix.pdf
97606 | RES_BRIDGES | Recreational bridges/causeways disturb. | NARSTEST | 2/22/2012 5:29:05 PM | EPA 841-R-09-001a; http://water.epa.gov/type/lakes/upload/nla_technical_appendix.pdf
145993 | RES_CON | Residental; construction | EMAP_GRE | 3/15/2010 5:10:03 PM
294042 | RES_CONSTRUCTION | Recreational construction disturb. | NARS_WQX | 7/6/2012 6:16:29 PM | EPA 841-R-09-001a; http://water.epa.gov/type/lakes/upload/nla_technical_appendix.pdf
97602 | RES_CONSTRUCTION | Recreational construction disturb. | NARSTEST | 2/22/2012 5:29:05 PM | EPA 841-R-09-001a; http://water.epa.gov/type/lakes/upload/nla_technical_appendix.pdf
145994 | RES_DUMP | Residental; dumping | EMAP_GRE | 3/15/2010 5:10:03 PM
97604 | RES_DUMPING | Residential dumping disturb. | NARSTEST | 2/22/2012 5:29:05 PM | EPA 841-R-09-001a; http://water.epa.gov/type/lakes/upload/nla_technical_appendix.pdf
294044 | RES_DUMPING | Residential dumping disturb. | NARS_WQX | 7/6/2012 6:16:29 PM | EPA 841-R-09-001a; http://water.epa.gov/type/lakes/upload/nla_technical_appendix.pdf
145995 | RES_LAWN | Residental; maintained lawns | EMAP_GRE | 3/15/2010 5:10:03 PM
97601 | RES_LAWNS | Residential maintained lawns disturb. | NARSTEST | 2/22/2012 5:29:05 PM | EPA 841-R-09-001a; http://water.epa.gov/type/lakes/upload/nla_technical_appendix.pdf
294041 | RES_LAWNS | Residential maintained lawns disturb. | NARS_WQX | 7/6/2012 6:16:29 PM | EPA 841-R-09-001a; http://water.epa.gov/type/lakes/upload/nla_technical_appendix.pdf
146003 | RES_OTH | Residential; other | EMAP_GRE | 3/15/2010 5:10:05 PM
145996 | RES_PIPE | Residental; pipes/drains | EMAP_GRE | 3/15/2010 5:10:03 PM
294043 | RES_PIPES | Residential pipes, drains disturb. | NARS_WQX | 7/6/2012 6:16:29 PM | EPA 841-R-09-001a; http://water.epa.gov/type/lakes/upload/nla_technical_appendix.pdf
97603 | RES_PIPES | Residential pipes, drains disturb. | NARSTEST | 2/22/2012 5:29:05 PM | EPA 841-R-09-001a; http://water.epa.gov/type/lakes/upload/nla_technical_appendix.pdf
145997 | RES_RES | Residental; residences | EMAP_GRE | 3/15/2010 5:10:03 PM
294040 | RES_RESIDENCES | Residential residences disturb. | NARS_WQX | 7/6/2012 6:16:29 PM | EPA 841-R-09-001a; http://water.epa.gov/type/lakes/upload/nla_technical_appendix.pdf
97600 | RES_RESIDENCES | Residential residences disturb. | NARSTEST | 2/22/2012 5:29:05 PM | EPA 841-R-09-001a; http://water.epa.gov/type/lakes/upload/nla_technical_appendix.pdf
145998 | RES_ROAD | Residential; road | EMAP_GRE | 3/15/2010 5:10:03 PM
294045 | RES_ROADS | Residential roads disturb. | NARS_WQX | 7/6/2012 6:16:29 PM | EPA 841-R-09-001a; http://water.epa.gov/type/lakes/upload/nla_technical_appendix.pdf
97605 | RES_ROADS | Residential roads disturb. | NARSTEST | 2/22/2012 5:29:05 PM | EPA 841-R-09-001a; http://water.epa.gov/type/lakes/upload/nla_technical_appendix.pdf
294077 | RES_SCORE | Summed Residential Stressor Score | NARS_WQX | 7/6/2012 6:16:30 PM | EPA 841-R-09-001a; http://water.epa.gov/type/lakes/upload/nla_technical_appendix.pdf
97637 | RES_SCORE | Summed Residential Stressor Score | NARSTEST | 2/22/2012 5:29:06 PM | EPA 841-R-09-001a; http://water.epa.gov/type/lakes/upload/nla_technical_appendix.pdf
97607 | RES_SEWAGE | Residential sewage treatment disturb. | NARSTEST | 2/22/2012 5:29:05 PM | EPA 841-R-09-001a; http://water.epa.gov/type/lakes/upload/nla_technical_appendix.pdf
294047 | RES_SEWAGE | Residential sewage treatment disturb. | NARS_WQX | 7/6/2012 6:16:29 PM | EPA 841-R-09-001a; http://water.epa.gov/type/lakes/upload/nla_technical_appendix.pdf
145999 | RES_SEWG | Residental; sewage | EMAP_GRE | 3/15/2010 5:10:03 PM
322881 | RHEONTAX | No. rheophilic taxa | NARS_WQX | 7/16/2014 6:11:01 AM | EPA/841/D-13/001
295964 | RHEONTAX | No. rheophilic taxa | NARSTEST | 10/27/2014 1:03:44 PM | EPA/841/D-13/001
295926 | RHEOPIND | % rheophilic individuals | NARSTEST | 10/27/2014 1:03:43 PM | EPA/841/D-13/001
322843 | RHEOPIND | % rheophilic individuals | NARS_WQX | 7/16/2014 6:11:01 AM | EPA/841/D-13/001
295957 | RHEOPTAX | % rheophilic taxa | NARSTEST | 10/27/2014 1:03:44 PM | EPA/841/D-13/001
322874 | RHEOPTAX | % rheophilic taxa | NARS_WQX | 7/16/2014 6:11:01 AM | EPA/841/D-13/001
323622 | Riffle Characteristics | 2nd HA Riffle Characteristics | PICURIS_PUEBLO | 2/28/2019 5:20:20 PM |  |  | 10-0
226570 | Riffle/Run Hab Asmt - Bank Vegetat | Bank Vegetation | 21PA_WQX | 4/13/2018 8:57:05 AM |  |  | 1 to 20
226571 | Riffle/Run Hab Asmt - Channel Alte | Channel Alterations | 21PA_WQX | 4/13/2018 8:57:05 AM |  |  | 1 to 20
226572 | Riffle/Run Hab Asmt - Channel Flow | Channel Flow Status | 21PA_WQX | 4/13/2018 8:57:05 AM |  |  | 1 to 20
226573 | Riffle/Run Hab Asmt - Condition of | Condition of Banks | 21PA_WQX | 4/13/2018 8:57:05 AM |  |  | 1 to 20
226574 | Riffle/Run Hab Asmt - Embedddeness | Embedddeness | 21PA_WQX | 4/13/2018 8:57:05 AM |  |  | 1 to 20
226575 | Riffle/Run Hab Asmt - Epifaunal Su | Epifaunal Substrate | 21PA_WQX | 4/13/2018 8:57:05 AM |  |  | 1 to 20
226576 | Riffle/Run Hab Asmt - Frequency of | Frequency of Riffles | 21PA_WQX | 4/13/2018 8:57:05 AM |  |  | 1 to 20
226577 | Riffle/Run Hab Asmt - Grazing or D | Grazing or Disruptive Pressure | 21PA_WQX | 4/13/2018 8:57:05 AM |  |  | 1 to 20
226578 | Riffle/Run Hab Asmt - Instream Cov | Instream Cover(Fish) | 21PA_WQX | 4/13/2018 8:57:05 AM |  |  | 1 to 20
226592 | Riffle/Run Hab Asmt - Riparian Veg | Riparian Vegetative Zone | 21PA_WQX | 4/13/2018 8:57:05 AM |  |  | 1 to 20
226579 | Riffle/Run Hab Asmt - Sediment Dep | Sediment Deposition | 21PA_WQX | 4/13/2018 8:57:05 AM |  |  | 1 to 20
226580 | Riffle/Run Hab Asmt - Velocity/Dep | Velocity/Depth Regimes | 21PA_WQX | 4/13/2018 8:57:05 AM |  |  | 1 to 20
164436 | Riffle/Run Habitat Assessment | Bank Vegetation | 21PA_WQX | 2/25/2011 2:57:01 PM |  |  | 1 to 20
323627 | Right Bank Vegetation | 2nd HA Right Bank Vegetation | PICURIS_PUEBLO | 2/28/2019 5:20:20 PM |  |  | 10-0
293810 | RIPARIAN BUFFER VEGETATION HQI SCOR | RIPARIAN BUFFER VEGETATION HQI SCORE: 3=EXTENSIVE | TCEQMAIN | 10/26/2018 3:32:52 PM
293464 | Riparian Buffer Zone Width - lb | Riparian Buffer Zone Width - left bank | 21FLNWFD_WQX | 3/26/2014 3:27:41 PM
293442 | Riparian Buffer Zone Width - lb | Riparian Buffer Zone Width - left bank | 21FLBRA_WQX | 12/19/2012 4:25:34 PM
293508 | Riparian Buffer Zone Width - lb | Riparian Buffer Zone Width - left bank | 21FLWQA_WQX | 12/13/2017 2:50:52 PM
293519 | Riparian Buffer Zone Width - lb | Riparian Buffer Zone Width - left bank | 21FLLEON_WQX | 12/20/2012 8:49:51 AM
293486 | Riparian Buffer Zone Width - lb | Riparian Buffer Zone Width - left bank | 21FLSJWM_WQX | 12/20/2012 2:56:49 PM
293475 | Riparian Buffer Zone Width - lb | Riparian Buffer Zone Width - left bank | 21FLPOLK_WQX | 12/20/2012 2:11:48 PM
293574 | Riparian Buffer Zone Width - lb | Riparian Buffer Zone Width - left bank | 21FLWPB_WQX | 12/18/2017 9:04:06 AM
293453 | Riparian Buffer Zone Width - lb | Riparian Buffer Zone Width - left bank | 21FLBFA_WQX | 12/19/2012 4:01:34 PM
293497 | Riparian Buffer Zone Width - lb | Riparian Buffer Zone Width - left bank | 21FLSUW_WQX | 12/20/2012 3:20:40 PM
294272 | Riparian Buffer Zone Width - lb | Riparian Buffer Zone Width - left bank | 21FLPNS_WQX | 12/11/2017 3:54:50 PM
294228 | Riparian Buffer Zone Width - lb | Riparian Buffer Zone Width - left bank | 21FLTPA_WQX | 12/11/2017 2:44:28 PM
294261 | Riparian Buffer Zone Width - lb | Riparian Buffer Zone Width - left bank | 21FLWQSP_WQX | 12/11/2017 1:41:13 PM
294294 | Riparian Buffer Zone Width - lb | Riparian Buffer Zone Width - left bank | 21FLA_WQX | 12/6/2018 2:58:43 PM
294250 | Riparian Buffer Zone Width - lb | Riparian Buffer Zone Width - left bank | 21FLGW_WQX | 12/18/2017 9:37:54 AM
294239 | Riparian Buffer Zone Width - lb | Riparian Buffer Zone Width - left bank | 21FLFTM_WQX | 12/11/2017 3:11:37 PM
294283 | Riparian Buffer Zone Width - lb | Riparian Buffer Zone Width - left bank | 21FLCEN_WQX | 12/7/2017 9:52:27 AM
293530 | Riparian Buffer Zone Width - lb | Riparian Buffer Zone Width - left bank | 21FLSWFD_WQX | 12/13/2016 4:45:28 PM
294295 | Riparian Buffer Zone Width - rb | Riparian Buffer Zone Width - right bank | 21FLA_WQX | 12/6/2018 2:58:43 PM
294273 | Riparian Buffer Zone Width - rb | Riparian Buffer Zone Width - right bank | 21FLPNS_WQX | 12/11/2017 3:54:50 PM
293465 | Riparian Buffer Zone Width - rb | Riparian Buffer Zone Width - right bank | 21FLNWFD_WQX | 3/26/2014 3:27:41 PM
293509 | Riparian Buffer Zone Width - rb | Riparian Buffer Zone Width - right bank | 21FLWQA_WQX | 12/13/2017 2:50:52 PM
293520 | Riparian Buffer Zone Width - rb | Riparian Buffer Zone Width - right bank | 21FLLEON_WQX | 12/20/2012 8:49:51 AM
293487 | Riparian Buffer Zone Width - rb | Riparian Buffer Zone Width - right bank | 21FLSJWM_WQX | 12/20/2012 2:56:49 PM
293476 | Riparian Buffer Zone Width - rb | Riparian Buffer Zone Width - right bank | 21FLPOLK_WQX | 12/20/2012 2:11:48 PM
293575 | Riparian Buffer Zone Width - rb | Riparian Buffer Zone Width - right bank | 21FLWPB_WQX | 12/18/2017 9:04:06 AM
293454 | Riparian Buffer Zone Width - rb | Riparian Buffer Zone Width - right bank | 21FLBFA_WQX | 12/19/2012 4:01:34 PM
294262 | Riparian Buffer Zone Width - rb | Riparian Buffer Zone Width - right bank | 21FLWQSP_WQX | 12/11/2017 1:41:13 PM
294240 | Riparian Buffer Zone Width - rb | Riparian Buffer Zone Width - right bank | 21FLFTM_WQX | 12/11/2017 3:11:37 PM
293443 | Riparian Buffer Zone Width - rb | Riparian Buffer Zone Width - right bank | 21FLBRA_WQX | 12/19/2012 4:25:34 PM
294284 | Riparian Buffer Zone Width - rb | Riparian Buffer Zone Width - right bank | 21FLCEN_WQX | 12/7/2017 9:52:27 AM
294251 | Riparian Buffer Zone Width - rb | Riparian Buffer Zone Width - right bank | 21FLGW_WQX | 12/18/2017 9:37:54 AM
293531 | Riparian Buffer Zone Width - rb | Riparian Buffer Zone Width - right bank | 21FLSWFD_WQX | 12/13/2016 4:45:28 PM
294229 | Riparian Buffer Zone Width - rb | Riparian Buffer Zone Width - right bank | 21FLTPA_WQX | 12/11/2017 2:44:28 PM
293498 | Riparian Buffer Zone Width - rb | Riparian Buffer Zone Width - right bank | 21FLSUW_WQX | 12/20/2012 3:20:40 PM
323628 | Riparian Veg Zone Left Bank | 2nd HA Riparian Veg Zone Left Bank | PICURIS_PUEBLO | 2/28/2019 5:20:20 PM |  |  | 10-0
323629 | Riparian Veg Zone Right Bank | 2nd HA Riparian Veg Zone Right Bank | PICURIS_PUEBLO | 2/28/2019 5:20:20 PM |  |  | 10-0
293455 | Riparian Zone Vegetation Qual - lb | Riparian Zone Vegetation Quality - left bank | 21FLBFA_WQX | 12/19/2012 4:01:34 PM
293576 | Riparian Zone Vegetation Qual - lb | Riparian Zone Vegetation Quality - left bank | 21FLWPB_WQX | 12/18/2017 9:04:06 AM
293477 | Riparian Zone Vegetation Qual - lb | Riparian Zone Vegetation Quality - left bank | 21FLPOLK_WQX | 12/20/2012 2:11:48 PM
293488 | Riparian Zone Vegetation Qual - lb | Riparian Zone Vegetation Quality - left bank | 21FLSJWM_WQX | 12/20/2012 2:56:49 PM
293521 | Riparian Zone Vegetation Qual - lb | Riparian Zone Vegetation Quality - left bank | 21FLLEON_WQX | 12/20/2012 8:49:51 AM
293510 | Riparian Zone Vegetation Qual - lb | Riparian Zone Vegetation Quality - left bank | 21FLWQA_WQX | 12/13/2017 2:50:52 PM
294296 | Riparian Zone Vegetation Qual - lb | Riparian Zone Vegetation Quality - left bank | 21FLA_WQX | 12/6/2018 2:58:43 PM
293444 | Riparian Zone Vegetation Qual - lb | Riparian Zone Vegetation Quality - left bank | 21FLBRA_WQX | 12/19/2012 4:25:34 PM
293466 | Riparian Zone Vegetation Qual - lb | Riparian Zone Vegetation Quality - left bank | 21FLNWFD_WQX | 3/26/2014 3:27:41 PM
293499 | Riparian Zone Vegetation Qual - lb | Riparian Zone Vegetation Quality - left bank | 21FLSUW_WQX | 12/20/2012 3:20:40 PM
293532 | Riparian Zone Vegetation Qual - lb | Riparian Zone Vegetation Quality - left bank | 21FLSWFD_WQX | 12/13/2016 4:45:28 PM
294285 | Riparian Zone Vegetation Qual - lb | Riparian Zone Vegetation Quality - left bank | 21FLCEN_WQX | 12/7/2017 9:52:27 AM
294241 | Riparian Zone Vegetation Qual - lb | Riparian Zone Vegetation Quality - left bank | 21FLFTM_WQX | 12/11/2017 3:11:37 PM
294252 | Riparian Zone Vegetation Qual - lb | Riparian Zone Vegetation Quality - left bank | 21FLGW_WQX | 12/18/2017 9:37:54 AM
294263 | Riparian Zone Vegetation Qual - lb | Riparian Zone Vegetation Quality - left bank | 21FLWQSP_WQX | 12/11/2017 1:41:13 PM
294230 | Riparian Zone Vegetation Qual - lb | Riparian Zone Vegetation Quality - left bank | 21FLTPA_WQX | 12/11/2017 2:44:28 PM
294274 | Riparian Zone Vegetation Qual - lb | Riparian Zone Vegetation Quality - left bank | 21FLPNS_WQX | 12/11/2017 3:54:50 PM
293456 | Riparian Zone Vegetation Qual - rb | Riparian Zone Vegetation Quality - right bank | 21FLBFA_WQX | 12/19/2012 4:01:34 PM
294275 | Riparian Zone Vegetation Qual - rb | Riparian Zone Vegetation Quality - right bank | 21FLPNS_WQX | 12/11/2017 3:54:50 PM
293478 | Riparian Zone Vegetation Qual - rb | Riparian Zone Vegetation Quality - right bank | 21FLPOLK_WQX | 12/20/2012 2:11:48 PM
293489 | Riparian Zone Vegetation Qual - rb | Riparian Zone Vegetation Quality - right bank | 21FLSJWM_WQX | 12/20/2012 2:56:49 PM
293522 | Riparian Zone Vegetation Qual - rb | Riparian Zone Vegetation Quality - right bank | 21FLLEON_WQX | 12/20/2012 8:49:51 AM
293511 | Riparian Zone Vegetation Qual - rb | Riparian Zone Vegetation Quality - right bank | 21FLWQA_WQX | 12/13/2017 2:50:52 PM
294297 | Riparian Zone Vegetation Qual - rb | Riparian Zone Vegetation Quality - right bank | 21FLA_WQX | 12/6/2018 2:58:43 PM
293577 | Riparian Zone Vegetation Qual - rb | Riparian Zone Vegetation Quality - right bank | 21FLWPB_WQX | 12/18/2017 9:04:06 AM
294231 | Riparian Zone Vegetation Qual - rb | Riparian Zone Vegetation Quality - right bank | 21FLTPA_WQX | 12/11/2017 2:44:28 PM
294264 | Riparian Zone Vegetation Qual - rb | Riparian Zone Vegetation Quality - right bank | 21FLWQSP_WQX | 12/11/2017 1:41:13 PM
293445 | Riparian Zone Vegetation Qual - rb | Riparian Zone Vegetation Quality - right bank | 21FLBRA_WQX | 12/19/2012 4:25:34 PM
293467 | Riparian Zone Vegetation Qual - rb | Riparian Zone Vegetation Quality - right bank | 21FLNWFD_WQX | 3/26/2014 3:27:41 PM
293500 | Riparian Zone Vegetation Qual - rb | Riparian Zone Vegetation Quality - right bank | 21FLSUW_WQX | 12/20/2012 3:20:40 PM
293533 | Riparian Zone Vegetation Qual - rb | Riparian Zone Vegetation Quality - right bank | 21FLSWFD_WQX | 12/13/2016 4:45:28 PM
294286 | Riparian Zone Vegetation Qual - rb | Riparian Zone Vegetation Quality - right bank | 21FLCEN_WQX | 12/7/2017 9:52:27 AM
294242 | Riparian Zone Vegetation Qual - rb | Riparian Zone Vegetation Quality - right bank | 21FLFTM_WQX | 12/11/2017 3:11:37 PM
294253 | Riparian Zone Vegetation Qual - rb | Riparian Zone Vegetation Quality - right bank | 21FLGW_WQX | 12/18/2017 9:37:54 AM
164335 | Riparian_metric_score | Riparian metric score from physical habitat data | EMAP_GRE | 4/1/2010 8:47:36 AM
121454 | RiseLPTH | median_RiseByLPThresh | EMAP_GRE | 4/5/2010 10:08:17 AM
323478 | RIVPACS Sub-Sample Total Abundance | RIVPACS Sub-Sample Total Abundance | OREGONDEQ | 2/8/2019 11:49:34 AM |  | total abundance following subsampling for RIVPACS
322964 | RL_CCE_100ML | Reporting Limit for CCE (No./100 mL) | NARS_WQX | 7/16/2014 8:46:51 AM | EPA/841/D-13/001
316653 | RL_CCE_100ML | Reporting Limit for CCE (No./100 mL) | NARSTEST | 11/6/2013 6:12:13 PM | EPA/841/D-13/001
322967 | RL_TSC_100ML | Reporting Limit for TSC (No./100 mL) | NARS_WQX | 7/16/2014 8:46:51 AM | EPA/841/D-13/001
316656 | RL_TSC_100ML | Reporting Limit for TSC (No./100 mL) | NARSTEST | 11/6/2013 6:12:13 PM | EPA/841/D-13/001
293394 | ROAD | presence of road/railroad (O,P,C,B) | NARSTEST | 2/23/2012 6:42:01 PM | EPA/620/R-99/003; http://www.epa.gov/emap2/html/pubs/docs/groupdocs/surfwatr/field/phyhab.html
293900 | ROAD | presence of road/railroad (O,P,C,B) | NARS_WQX | 3/28/2012 1:00:09 AM | EPA/620/R-99/003; http://www.epa.gov/emap2/html/pubs/docs/groupdocs/surfwatr/field/phyhab.html
323513 | ROCK | Rock | 11NPSWRD_WQX | 10/15/2018 5:16:07 PM |  |  | 0 - 100
323575 | ROCK_BOLT | Rock-bolt | 11NPSWRD_WQX | 10/15/2018 5:16:34 PM |  |  | 0 - 100
323555 | ROCK_Z-SPAR | Rock-Z-Spar | 11NPSWRD_WQX | 10/15/2018 5:16:25 PM |  |  | 0 - 100
293843 | ROOTS | Fish cover channel: roots | NARS_WQX | 3/27/2012 4:49:23 PM | EPA/620/R-99/003; http://www.epa.gov/emap2/html/pubs/docs/groupdocs/surfwatr/field/phyhab.html |  | 0-4
293806 | ROOTS | Fish cover channel: roots | NARSTEST | 2/24/2012 2:24:12 AM | EPA/620/R-99/003; http://www.epa.gov/emap2/html/pubs/docs/groupdocs/surfwatr/field/phyhab.html |  | 0-4
241 | ROSGEN | Rosgen Stream Classification | MDEQ_WQ_WQX | 12/7/2009 11:14:19 AM
322519 | RP100 | Mean Residual Depth at thalweg (cm) | NARS_WQX | 7/15/2014 9:42:33 PM | EPA/841/D-13/001
317251 | RP100 | Mean Residual Depth at thalweg (cm) | NARSTEST | 11/25/2013 12:39:36 PM | EPA/841/D-13/001
316659 | RPD_FDUP | Relative Percent Difference (between Filter Dup Re | NARSTEST | 11/6/2013 6:12:45 PM | EPA/841/D-13/001
322970 | RPD_FDUP | Relative Percent Difference (between Filter Dup Re | NARS_WQX | 7/16/2014 8:47:08 AM | EPA/841/D-13/001
317207 | RPRAT | Residual Depth proportion (RP100/XDepth) | NARSTEST | 11/25/2013 12:39:35 PM | EPA/841/D-13/001
322475 | RPRAT | Residual Depth proportion (RP100/XDepth) | NARS_WQX | 7/15/2014 9:42:32 PM | EPA/841/D-13/001
121453 | RRHGPeakmed | median_HighQRRbyHighQPeak | EMAP_GRE | 4/5/2010 10:08:17 AM
238 | RSI | Riffle Stability Index | MDEQ_WQ_WQX | 3/28/2012 4:34:48 PM
56251 | RT_NLA | NLA Reference Class Assignment | NARSTEST | 3/16/2010 11:12:08 AM
293971 | RT_NLA | NLA Reference Class Assignment | NARS_WQX | 7/6/2012 5:34:47 PM | EPA 841-R-09-001a; http://water.epa.gov/type/lakes/upload/nla_technical_appendix.pdf
145224 | RVFBareGnd | Ground bare | EMAP_GRE | 3/5/2010 12:25:17 PM
145225 | RVFCan | Canopy cover total | EMAP_GRE | 3/5/2010 11:58:45 AM
145226 | RVFCanGndP | Presence of canopy and ground layers | EMAP_GRE | 3/5/2010 11:58:45 AM
145227 | RVFCanP | Presence of canopy layer | EMAP_GRE | 3/5/2010 11:58:45 AM
145228 | RVFCanUndP | Presence of canopy and understory layers | EMAP_GRE | 3/5/2010 11:58:45 AM
145229 | RVFGnd | Ground cover total | EMAP_GRE | 3/5/2010 12:25:17 PM
145230 | RVFGndP | Presence of ground layer | EMAP_GRE | 3/5/2010 12:25:17 PM
145231 | RVFHerb | Herbaceous cover | EMAP_GRE | 3/5/2010 12:25:17 PM
145232 | RVFHerbGnd | Ground herbaceous cover | EMAP_GRE | 3/5/2010 12:25:17 PM
145233 | RVFHerbUnd | Understory herbaceous cover | EMAP_GRE | 3/5/2010 12:25:17 PM
145234 | RVFLgCan | Canopy cover by large (>0.3m DBH) trees | EMAP_GRE | 3/5/2010 12:25:17 PM
145235 | RVFSmCan | Canopy cover by small (<0.3m DBH) trees | EMAP_GRE | 3/5/2010 12:25:17 PM
145236 | RVFUnd | Understory cover total | EMAP_GRE | 3/5/2010 12:25:17 PM
145237 | RVFUndGndP | Presence of understory and ground layers | EMAP_GRE | 3/5/2010 12:25:17 PM
145238 | RVFUndP | Presence of understory layer | EMAP_GRE | 3/5/2010 12:25:17 PM
145239 | RVFVegP | Presence of all three layers | EMAP_GRE | 3/5/2010 12:25:17 PM
145240 | RVFWoodGnd | Ground woody cover | EMAP_GRE | 3/5/2010 12:25:17 PM
145241 | RVFWoodUnd | Understory woody cover | EMAP_GRE | 3/5/2010 12:25:17 PM
145242 | RVFWoody | Woody cover | EMAP_GRE | 3/5/2010 12:25:17 PM
145243 | RVPDenBank | Percent bankside canopy density | EMAP_GRE | 3/5/2010 11:58:45 AM
145244 | RVPDenLand | Percent landward canopy density | EMAP_GRE | 3/5/2010 11:58:45 AM
145245 | RVQVeg1 | Index of veg condition (WEMAP idx 1) | EMAP_GRE | 3/18/2010 10:40:28 AM
145246 | RVQVeg2 | Index of veg. condition (WEMAP idx 2) | EMAP_GRE | 3/18/2010 10:40:51 AM |  | 0.1+0.9*per cent bankside canopy density
293714 | RVWOL | Riparian Vegetation Width on Left | SBMWA | 2/14/2012 5:14:59 PM
293629 | RVWOL | Riparian Vegetation Width on Left | SBWA | 2/7/2012 1:09:51 PM
293683 | RVWOL | Riparian Vegetation Width on Left | GSWA | 2/8/2012 10:51:48 AM
293647 | RVWOL | Riparian Vegetation Width on Left | URWA | 2/7/2012 1:10:15 PM
293715 | RVWOR | Riparian Vegetation Width on Right | SBMWA | 2/14/2012 5:14:59 PM
293630 | RVWOR | Riparian Vegetation Width on Right | SBWA | 2/7/2012 1:09:51 PM
293684 | RVWOR | Riparian Vegetation Width on Right | GSWA | 2/8/2012 10:51:48 AM
293648 | RVWOR | Riparian Vegetation Width on Right | URWA | 2/7/2012 1:10:15 PM
145247 | RVXShore2sp1 | Mean distance from shore to veg plots | EMAP_GRE | 3/18/2010 10:41:02 AM
322934 | SALMNTAX | No. Salmonid taxa | NARS_WQX | 7/16/2014 6:16:57 AM | EPA/841/D-13/001
296017 | SALMNTAX | No. Salmonid taxa | NARSTEST | 10/27/2014 1:15:42 PM | EPA/841/D-13/001
322933 | SALMPIND | % Salmonid individuals | NARS_WQX | 7/16/2014 6:16:57 AM | EPA/841/D-13/001
296016 | SALMPIND | % Salmonid individuals | NARSTEST | 10/27/2014 1:15:42 PM | EPA/841/D-13/001
296020 | SALMPTAX | % Salmonid taxa | NARSTEST | 10/27/2014 1:15:42 PM | EPA/841/D-13/001
322937 | SALMPTAX | % Salmonid taxa | NARS_WQX | 7/16/2014 6:16:57 AM | EPA/841/D-13/001
322467 | SAL_COND | Site condition class based on conductivity | NARS_WQX | 7/15/2014 8:31:53 PM | EPA/841/D-13/001
294554 | SAL_COND | Site condition class based on conductivity | NARSTEST | 11/20/2013 10:27:42 AM | EPA/841/D-13/001
164384 | SAMPLED | Site Sampled Code | NARSTEST | 10/5/2010 4:42:02 PM | EPA/620/R-99/003; http://www.epa.gov/emap2/html/pubs/docs/groupdocs/surfwatr/field/phyhab.html
295877 | SAMPLED_FISH | Whether site sampled sufficiently | NARSTEST | 10/27/2014 1:03:23 PM | EPA/841/D-13/001
322794 | SAMPLED_FISH | Whether site sampled sufficiently | NARS_WQX | 7/16/2014 6:10:52 AM | EPA/841/D-13/001
323510 | SAND | Sand | 11NPSWRD_WQX | 10/15/2018 5:16:07 PM |  |  | 0 - 100
293710 | SAND | % Sand | SBMWA | 2/14/2012 5:14:26 PM
293669 | SAND | % Sand | MRWA | 2/8/2012 10:47:16 AM
323529 | SAND_TURF | Sand turf | 11NPSWRD_WQX | 10/15/2018 5:16:07 PM |  |  | 0 - 100
323524 | SARGASSUM_MUTICUM | Sargassum muticum | 11NPSWRD_WQX | 10/15/2018 5:16:07 PM |  |  | 0 - 100
323506 | SARGASSUM_WEED | Sargassum weed | 11NPSWRD_WQX | 10/15/2018 5:16:03 PM |  |  | 0 - 100
322563 | SAV | Submerged Aquatic Vegetation Present | NARSTEST | 9/25/2014 1:29:02 PM | EPA/620/R-01/003
323257 | SAV | Submerged Aquatic Vegetation Present | NARS_WQX | 11/3/2014 10:51:30 PM | EPA/620/R-01/003
323391 | ScBeckBI_ | ScBeckBI_ | 21COL001_WQX | 4/30/2018 5:29:56 PM
323393 | ScChiroPct_ | ScChiroPct_ | 21COL001_WQX | 4/30/2018 5:29:55 PM
323397 | ScClngrTaxElv_ | ScClngrTaxElv_ | 21COL001_WQX | 4/30/2018 5:29:55 PM
323398 | ScClngrTax_ | ScClngrTax_ | 21COL001_WQX | 4/30/2018 5:29:56 PM
323390 | ScDom01Pct_ | ScDom01Pct_ | 21COL001_WQX | 4/30/2018 5:29:58 PM
323392 | ScEphemPct_ | ScEphemPct_ | 21COL001_WQX | 4/30/2018 5:29:56 PM
323400 | ScEPTax_Elv_ | ScEPTax_Elv_ | 21COL001_WQX | 4/30/2018 5:29:55 PM
323396 | ScInsectTax_ | ScInsectTax_ | 21COL001_WQX | 4/30/2018 5:29:58 PM
323395 | ScNonInsPT_ | ScNonInsPT_ | 21COL001_WQX | 4/30/2018 5:29:55 PM
323399 | ScPreShrTax_ | ScPreShrTax_ | 21COL001_WQX | 4/30/2018 5:29:55 PM
164343 | SCRAPER % | PERCENT SCRAPERS | WIDNR_WQX | 2/1/2019 5:32:59 AM | 26301684
323603 | Scraper Genera adj | Number of Scraper Genera adjust for cachement size | TNCNJ_WQX | 10/22/2018 1:03:21 PM | NJ_HGMI | =5.44+Metric-(3.889+1.724*LOG10(areasqkm)) | 0 - 100
323498 | Scraper Genera adj | Number of Scraper Genera adjust for cachement size | RHA | 10/4/2018 10:32:09 AM | NJ_HGMI | =5.44+Metric-(3.889+1.724*log10(areasqkm)) | 0 - 100
18 | Scraper Richness | Scraper Richness | USEPA | 7/18/2008 11:58:13 AM
292766 | ScrapPctSPL | Scrapers | 21ARIZ_WQX | 5/12/2016 1:20:34 AM |  |  | 0-100
292762 | ScrapTaxSPL | Scraper taxa | 21ARIZ_WQX | 5/12/2016 1:20:34 AM |  |  | 0-100
322984 | SCRPNTAX | No. of Scrapers taxa | NARS_WQX | 7/16/2014 10:22:52 AM | EPA/841/D-13/001
296053 | SCRPNTAX | No. of Scrapers taxa | NARSTEST | 10/27/2014 6:35:11 PM | EPA/841/D-13/001
121284 | SCRPPIERPIND | Scraper/Piercer % Individuals | EMAP_GRE | 2/5/2010 12:04:03 PM
121285 | SCRPPIERPTAX | Scraper/Piercer % Distinct Taxa | EMAP_GRE | 2/5/2010 12:04:03 PM
121286 | SCRPPIERRICH | Scraper/Piercer Distinct Taxa Richness | EMAP_GRE | 2/5/2010 12:04:03 PM
296105 | SCRPPIND | % Scrapers individuals | NARSTEST | 10/27/2014 6:35:11 PM | EPA/841/D-13/001
323036 | SCRPPIND | % Scrapers individuals | NARS_WQX | 7/16/2014 10:22:52 AM | EPA/841/D-13/001
121287 | SCRPPIND | Scraper % Individuals | EMAP_GRE | 2/5/2010 12:04:03 PM
121288 | SCRPPTAX | Scraper % Distinct Taxa | EMAP_GRE | 2/5/2010 12:04:03 PM
323020 | SCRPPTAX | % Scrapers taxa | NARS_WQX | 7/16/2014 10:22:52 AM | EPA/841/D-13/001
296089 | SCRPPTAX | % Scrapers taxa | NARSTEST | 10/27/2014 6:35:11 PM | EPA/841/D-13/001
323394 | ScSensFamPlnsPct_ | ScSensFamPlnsPct_ | 21COL001_WQX | 4/30/2018 5:29:55 PM
323389 | ScSprwlPct_ | ScSprwlPct_ | 21COL001_WQX | 4/30/2018 5:29:58 PM
323388 | ScTotalTaxa_ | ScTotalTaxa_ | 21COL001_WQX | 4/30/2018 5:29:56 PM
323378 | Scud | Scud | WQXTEST | 5/12/2016 6:29:26 AM |  | A= 1-9, B=10-99, C=>100 | A, B, C
323560 | SCYTOSIPHON_SPP | Scytosiphon spp | 11NPSWRD_WQX | 10/15/2018 5:16:25 PM |  |  | 0 - 100
317231 | SDDEPTH | Std Dev. of Thalweg Depth (cm) | NARSTEST | 11/25/2013 12:39:36 PM | EPA/841/D-13/001
322499 | SDDEPTH | Std Dev. of Thalweg Depth (cm) | NARS_WQX | 7/15/2014 9:42:33 PM | EPA/841/D-13/001
322488 | SDWIDTH | Std Dev. of Wetted Width (m) | NARS_WQX | 7/15/2014 9:42:33 PM | EPA/841/D-13/001
317220 | SDWIDTH | Std Dev. of Wetted Width (m) | NARSTEST | 11/25/2013 12:39:36 PM | EPA/841/D-13/001
317237 | SDWXD | Std Dev. of Wetted Width x Thalweg Depth (m2) | NARSTEST | 11/25/2013 12:39:36 PM | EPA/841/D-13/001
322505 | SDWXD | Std Dev. of Wetted Width x Thalweg Depth (m2) | NARS_WQX | 7/15/2014 9:42:33 PM | EPA/841/D-13/001
323264 | SeaState | Surface Observation - waves | NARS_WQX | 11/4/2014 7:12:59 AM | EPA/620/R-01/003
322670 | SeaState | Surface Observation - waves | NARSTEST | 9/25/2014 1:05:35 PM | EPA/620/R-01/003
322407 | second_reflectance_layer_max | 2nd Reflectance Layer (cm) | BETA_OCMA | 1/28/2014 12:47:36 PM | EPA Contract No. 68-C8-0105
322461 | second_reflectance_layer_max | 2nd Reflectance Layer (cm) | EPA_OCMA_R4 | 5/30/2014 12:11:39 PM | EPA Contract No. 68-C8-0105
322460 | second_reflectance_layer_mean | 2nd Reflectance Layer (cm) | EPA_OCMA_R4 | 5/30/2014 12:11:39 PM | EPA Contract No. 68-C8-0105
322406 | second_reflectance_layer_mean | 2nd Reflectance Layer (cm) | BETA_OCMA | 1/28/2014 12:47:36 PM | EPA Contract No. 68-C8-0105
322408 | second_reflectance_layer_min | 2nd Reflectance Layer (cm) | BETA_OCMA | 1/28/2014 12:47:36 PM | EPA Contract No. 68-C8-0105
322462 | second_reflectance_layer_min | 2nd Reflectance Layer (cm) | EPA_OCMA_R4 | 5/30/2014 12:11:39 PM | EPA Contract No. 68-C8-0105
164351 | SEDIMENT | Soft/small Sediment (X for yes) | NARSTEST | 9/23/2010 4:14:23 PM | EPA/620/R-99/003; http://www.epa.gov/emap2/html/pubs/docs/groupdocs/surfwatr/field/phyhab.html
323621 | Sediment Deposition | 2nd HA Sediment Deposition | PICURIS_PUEBLO | 2/28/2019 5:20:20 PM |  |  | 10-0
322547 | sediment_texture | Sediment Texture | BETA_OCMA | 11/17/2014 12:55:07 PM
293685 | SED_DEP | Sediment Deposition | GSWA | 2/8/2012 10:51:48 AM
293649 | SED_DEP | Sediment Deposition | URWA | 2/7/2012 1:10:15 PM
293634 | SED_DEP | Sediment Deposition | SBWA | 2/7/2012 1:09:57 PM
323483 | Semivoltine Taxa Richness | Semivoltine Taxa Richness | OREGONDEQ | 2/8/2019 11:49:34 AM |  | long-lived taxa: # of unique taxa that take more t
295984 | SENSINVNTAX | No. sensitive invertivore taxa | NARSTEST | 10/27/2014 1:05:50 PM | EPA/841/D-13/001
322901 | SENSINVNTAX | No. sensitive invertivore taxa | NARS_WQX | 7/16/2014 6:11:48 AM | EPA/841/D-13/001
295987 | SENSINVPIND | % sensitive invertivore individuals | NARSTEST | 10/27/2014 1:05:50 PM | EPA/841/D-13/001
322904 | SENSINVPIND | % sensitive invertivore individuals | NARS_WQX | 7/16/2014 6:11:48 AM | EPA/841/D-13/001
322909 | SENSINVPTAX | % sensitive invertivore taxa | NARS_WQX | 7/16/2014 6:11:49 AM | EPA/841/D-13/001
295992 | SENSINVPTAX | % sensitive invertivore taxa | NARSTEST | 10/27/2014 1:05:50 PM | EPA/841/D-13/001
323381 | Sensitive | Senstive Pollution Tolerence | WQXTEST | 5/12/2016 6:29:26 AM |  | # of Letters multiplied by 3 | 0-21
323497 | Sensitive EPT adj | Percent Sensitive EPT adjust for cachement size | RHA | 10/4/2018 10:32:09 AM | NJ_HGMI | =37.49+Metric-(49.922-13.800*log10(areasqkm)) | 0 - 100
323604 | Sensitive EPT adj | Percent Sensitive EPT adjust for cachement size | TNCNJ_WQX | 10/22/2018 1:03:21 PM | NJ_HGMI | '=37.49+Metric-(49.922-13.8*LOG10(areasqkm)) | 0 - 100
292770 | Sensitive EPT Index (%): | Sensitive EPT Index (%): | TESTGCSWQX | 11/10/2011 12:45:06 PM
293240 | Sensitive EPT: | Sensitive EPT: | TESTGCSWQX | 11/10/2011 12:45:11 PM
295989 | SENSNTAX | No. sensitive (TV<2.4) taxa | NARSTEST | 10/27/2014 1:05:50 PM | EPA/841/D-13/001
322906 | SENSNTAX | No. sensitive (TV<2.4) taxa | NARS_WQX | 7/16/2014 6:11:48 AM | EPA/841/D-13/001
121289 | SENSPIND | Sensitive (TOLVAL 0-3.00) % Individuals | EMAP_GRE | 2/5/2010 12:04:03 PM
322907 | SENSPIND | % sensitive (TV<2.4) individuals | NARS_WQX | 7/16/2014 6:11:48 AM | EPA/841/D-13/001
295990 | SENSPIND | % sensitive (TV<2.4) individuals | NARSTEST | 10/27/2014 1:05:50 PM | EPA/841/D-13/001
322903 | SENSPTAX | % sensitive (TV<2.4) taxa | NARS_WQX | 7/16/2014 6:11:48 AM | EPA/841/D-13/001
295986 | SENSPTAX | % sensitive (TV<2.4) taxa | NARSTEST | 10/27/2014 1:05:50 PM | EPA/841/D-13/001
121290 | SENSPTAX | Sensitive (TOLVAL 0-3.00) % Distinct Taxa | EMAP_GRE | 2/5/2010 12:04:03 PM
295988 | SENSRHEONTAX | No. sensitive rheophilic taxa | NARSTEST | 10/27/2014 1:05:50 PM | EPA/841/D-13/001
322905 | SENSRHEONTAX | No. sensitive rheophilic taxa | NARS_WQX | 7/16/2014 6:11:48 AM | EPA/841/D-13/001
295985 | SENSRHEOPIND | % sensitive rheophilic individuals | NARSTEST | 10/27/2014 1:05:50 PM | EPA/841/D-13/001
322902 | SENSRHEOPIND | % sensitive rheophilic individuals | NARS_WQX | 7/16/2014 6:11:48 AM | EPA/841/D-13/001
322910 | SENSRHEOPTAX | % sensitive rheophilic taxa | NARS_WQX | 7/16/2014 6:11:49 AM | EPA/841/D-13/001
295993 | SENSRHEOPTAX | % sensitive rheophilic taxa | NARSTEST | 10/27/2014 1:05:50 PM | EPA/841/D-13/001
121291 | SENSRICH | Sensitive (TOLVAL 0-3.00) Distinct Taxa Richness | EMAP_GRE | 2/5/2010 12:04:03 PM
322680 | SeverityIndex | Fish histopathology severity index | NARSTEST | 10/22/2014 12:59:17 PM | EPA/620/R-01/003
323258 | SeverityIndex | Fish histopathology severity index | NARS_WQX | 11/3/2014 11:30:23 PM | EPA/620/R-01/003
293982 | SEWAGE | Lake is sewage treatment pond. | NARS_WQX | 7/6/2012 5:34:47 PM | EPA 841-R-09-001a; http://water.epa.gov/type/lakes/upload/nla_technical_appendix.pdf
56261 | SEWAGE | Lake is sewage treatment pond. | NARSTEST | 3/16/2010 11:12:08 AM
296182 | SHANDIV_CELLS | Shannon diversity of non-diatom algal assemblages | NARSTEST | 10/28/2014 12:01:14 AM
322717 | SHANDIV_CELLS | Shannon diversity of non-diatom algal assemblages | NARS_WQX | 7/16/2014 3:46:42 AM
296176 | SHANDIV_DIAT | Shannon diversity of diatom assemblages | NARSTEST | 10/28/2014 12:01:14 AM
322711 | SHANDIV_DIAT | Shannon diversity of diatom assemblages | NARS_WQX | 7/16/2014 3:46:42 AM
322694 | SHANDIV_UNITS | Shannon diversity of non-diatom algal assemblages | NARS_WQX | 7/16/2014 3:46:42 AM
296159 | SHANDIV_UNITS | Shannon diversity of non-diatom algal assemblages | NARSTEST | 10/28/2014 12:01:14 AM
19 | Shannon Diversity | Shannon Diversity | USEPA | 7/18/2008 11:58:13 AM
323352 | Shannon Diversity | Shannon Diversity Index | ERWC | 11/23/2015 1:43:47 PM
323331 | Shannon Diversity | Shannon Diversity Index | ERWC | 11/23/2015 1:40:10 PM
292773 | Shannon's D.I.: | Shannon's D.I.: | TESTGCSWQX | 11/10/2011 12:45:05 PM
323250 | ShellHash | Shell Hash Present | NARS_WQX | 11/3/2014 10:51:29 PM | EPA/620/R-01/003
322556 | ShellHash | Shell Hash Present | NARSTEST | 9/25/2014 1:29:02 PM | EPA/620/R-01/003
296095 | SHRDNTAX | No. of Shredders taxa | NARSTEST | 10/27/2014 6:35:11 PM | EPA/841/D-13/001
323026 | SHRDNTAX | No. of Shredders taxa | NARS_WQX | 7/16/2014 10:22:52 AM | EPA/841/D-13/001
121292 | SHRDPIND | Shredder % Individuals | EMAP_GRE | 2/5/2010 12:04:03 PM
296052 | SHRDPIND | % Shredders individuals | NARSTEST | 10/27/2014 6:35:11 PM | EPA/841/D-13/001
322983 | SHRDPIND | % Shredders individuals | NARS_WQX | 7/16/2014 10:22:52 AM | EPA/841/D-13/001
322973 | SHRDPTAX | % Shredders taxa | NARS_WQX | 7/16/2014 10:22:52 AM | EPA/841/D-13/001
121293 | SHRDPTAX | Shredder % Distinct Taxa | EMAP_GRE | 2/5/2010 12:04:03 PM
296042 | SHRDPTAX | % Shredders taxa | NARSTEST | 10/27/2014 6:35:11 PM | EPA/841/D-13/001
164345 | SHREDDER % | PERCENT SHREDDERS | WIDNR_WQX | 2/1/2019 5:32:59 AM | 26301684
20 | Shredder Richness | Shredder Richness | USEPA | 7/18/2008 11:58:14 AM
164354 | SIDECHAN | Side channel (X for yes) | NARSTEST | 9/23/2010 4:14:23 PM | EPA/620/R-99/003; http://www.epa.gov/emap2/html/pubs/docs/groupdocs/surfwatr/field/phyhab.html
293775 | SIG_VER | Site Verified by Signs (Y/N) | NARSTEST | 2/23/2012 7:26:02 PM | EPA/620/R-99/003; http://www.epa.gov/emap2/html/pubs/docs/groupdocs/surfwatr/field/phyhab.html
293928 | SIG_VER | Site Verified by Signs (Y/N) | NARS_WQX | 3/29/2012 5:58:56 PM | EPA/620/R-99/003; http://www.epa.gov/emap2/html/pubs/docs/groupdocs/surfwatr/field/phyhab.html
293670 | SILT | % Silt | MRWA | 2/8/2012 10:47:16 AM
293699 | SILT | % Silt | SBMWA | 2/14/2012 5:13:18 PM
323570 | SILVETIA_COMPRESSA | Silvetia compressa | 11NPSWRD_WQX | 10/15/2018 5:16:25 PM |  |  | 0 - 100
323599 | SILVE_COMPR/ON/MY_CA | Silvetia compressa on Mytilus | 11NPSWRD_WQX | 10/15/2018 5:31:17 PM |  |  | 0 - 100
323461 | Simpson Diversity | Simpson Diversity | OREGONDEQ | 2/8/2019 11:49:34 AM |  | Simpson diversity: 1 - sum(relative abundance^2)
317230 | SINU | Sinuosity of sample reach. | NARSTEST | 11/25/2013 12:39:36 PM | EPA/841/D-13/001
322498 | SINU | Sinuosity of sample reach. | NARS_WQX | 7/15/2014 9:42:33 PM | EPA/841/D-13/001
240 | SITE | Site Assessment Form | MDEQ_WQ_WQX | 12/8/2009 2:20:37 PM
293762 | SITESAMP | Was Site Sampled: Y/N | NARSTEST | 2/23/2012 7:26:02 PM | EPA/620/R-99/003; http://www.epa.gov/emap2/html/pubs/docs/groupdocs/surfwatr/field/phyhab.html
293915 | SITESAMP | Was Site Sampled: Y/N | NARS_WQX | 3/29/2012 5:58:56 PM | EPA/620/R-99/003; http://www.epa.gov/emap2/html/pubs/docs/groupdocs/surfwatr/field/phyhab.html
164330 | SIZE_CLASS | Lake area size class | NARSTEST | 3/16/2010 11:12:08 AM
293962 | SIZE_CLASS | Lake area size class | NARS_WQX | 7/6/2012 5:34:46 PM
164357 | SIZE_CLS | substrate particle size class | NARSTEST | 9/23/2010 5:33:28 PM
323344 | SL | Simple Lithophil Richness | 21KY_WQX | 5/5/2017 3:26:27 PM
164331 | SLD | Shoreline development index (=LAKEPERIM/(2*sqrt(LA | NARSTEST | 3/16/2010 11:12:08 AM
293973 | SLD | Shoreline development index (=LAKEPERIM/(2*sqrt(LA | NARS_WQX | 7/6/2012 5:34:47 PM | EPA 841-R-09-001a; http://water.epa.gov/type/lakes/upload/nla_technical_appendix.pdf
145136 | SOBC | Sum of Base Cations (ueq/L) | NARSTEST | 2/23/2012 3:21:56 PM
293946 | SOBC | Sum of Base Cations (ueq/L) | NARS_WQX | 7/6/2012 5:43:16 PM
323382 | Somewhat Sensitive | Somewhat Senstive Pollution Tolerence | WQXTEST | 5/12/2016 6:29:26 AM |  | # of Letters multiplied by 2 | 0-22
293875 | SPECIES | Species present in Riparian Zone | NARS_WQX | 3/27/2012 5:14:50 PM
293798 | SPECIES | Species present in Riparian Zone | NARSTEST | 2/23/2012 7:29:53 PM
164339 | SPECIES RICHNESS | SPECIES RICHNESS | WIDNR_WQX | 2/1/2019 5:32:59 AM | 26301684
296200 | SPP | Species Richness | 21NYDECA_WQX | 4/15/2014 1:05:27 PM
121294 | SPRLPIND | Sprawler % Individuals | EMAP_GRE | 2/5/2010 12:04:03 PM
121295 | SPRLPTAX | Sprawler % Distinct Taxa | EMAP_GRE | 2/5/2010 12:04:03 PM
121296 | SPRLRICH | Sprawler Distinct Taxa Richness | EMAP_GRE | 2/5/2010 12:04:03 PM
296066 | SPWLNTAX | No. of Sprawlers taxa | NARSTEST | 10/27/2014 6:35:11 PM | EPA/841/D-13/001
322997 | SPWLNTAX | No. of Sprawlers taxa | NARS_WQX | 7/16/2014 10:22:52 AM | EPA/841/D-13/001
323069 | SPWLPIND | % Sprawlers individuals | NARS_WQX | 7/16/2014 10:22:53 AM | EPA/841/D-13/001
296138 | SPWLPIND | % Sprawlers individuals | NARSTEST | 10/27/2014 6:35:11 PM | EPA/841/D-13/001
296073 | SPWLPTAX | % Sprawlers taxa | NARSTEST | 10/27/2014 6:35:11 PM | EPA/841/D-13/001
323004 | SPWLPTAX | % Sprawlers taxa | NARS_WQX | 7/16/2014 10:22:52 AM | EPA/841/D-13/001
233 | SRAF | Stream Reach Assessment Form | MDEQ_WQ_WQX | 5/5/2014 4:27:36 PM
236 | SRASP | Stream Reach Assess Supplement | MDEQ_WQ_WQX | 12/8/2009 1:27:18 PM
293977 | SRFC_AREA | Lake is > 4 ha. | NARS_WQX | 7/6/2012 5:34:47 PM | EPA 841-R-09-001a; http://water.epa.gov/type/lakes/upload/nla_technical_appendix.pdf
56256 | SRFC_AREA | Lake is > 4 ha. | NARSTEST | 3/16/2010 11:12:08 AM
323024 | STOLNTAX | No. of taxa with PTV>=8 | NARS_WQX | 7/16/2014 10:22:52 AM | EPA/841/D-13/001
296093 | STOLNTAX | No. of taxa with PTV>=8 | NARSTEST | 10/27/2014 6:35:11 PM | EPA/841/D-13/001
296055 | STOLPIND | % Individuals with PTV>=8 | NARSTEST | 10/27/2014 6:35:11 PM | EPA/841/D-13/001
322986 | STOLPIND | % Individuals with PTV>=8 | NARS_WQX | 7/16/2014 10:22:52 AM | EPA/841/D-13/001
296098 | STOLPTAX | % taxa with PTV>=8 | NARSTEST | 10/27/2014 6:35:11 PM | EPA/841/D-13/001
323029 | STOLPTAX | % taxa with PTV>=8 | NARS_WQX | 7/16/2014 10:22:52 AM | EPA/841/D-13/001
293399 | STRE | dens. of small (>0.3 DBH) trees in can. | NARSTEST | 2/23/2012 6:42:01 PM | EPA/620/R-99/003; http://www.epa.gov/emap2/html/pubs/docs/groupdocs/surfwatr/field/phyhab.html
293905 | STRE | dens. of small (>0.3 DBH) trees in can. | NARS_WQX | 3/28/2012 1:00:09 AM | EPA/620/R-99/003; http://www.epa.gov/emap2/html/pubs/docs/groupdocs/surfwatr/field/phyhab.html
323493 | Stressor Models Total Abundance | Stressor Models Total Abundance | OREGONDEQ | 2/8/2019 11:49:34 AM |  | total abudnance used in Stressor Models
121328 | STRESSOR_GRADIENT | Stressor_Gradient | EMAP_GRE | 2/5/2010 11:07:48 AM
293716 | STRM_HAB | Stream Habitat | SBMWA | 2/14/2012 5:14:59 PM
293654 | STRM_HAB | Stream Habitat | URWA | 2/7/2012 1:10:16 PM
293686 | STRM_HAB | Stream Habitat | GSWA | 2/8/2012 10:51:48 AM
293717 | STRM_SUB_STA | Stream Substrate Stability | SBMWA | 2/14/2012 5:14:59 PM
293655 | STRM_SUB_STA | Stream Substrate Stability | URWA | 2/7/2012 1:10:16 PM
293687 | STRM_SUB_STA | Stream Substrate Stability | GSWA | 2/8/2012 10:51:48 AM
293803 | STRUCT | Cover class for artificial structure | NARSTEST | 2/24/2012 2:24:12 AM | EPA/620/R-99/003; http://www.epa.gov/emap2/html/pubs/docs/groupdocs/surfwatr/field/phyhab.html |  | 0-4
293840 | STRUCT | Cover class for artificial structure | NARS_WQX | 3/27/2012 4:49:23 PM | EPA/620/R-99/003; http://www.epa.gov/emap2/html/pubs/docs/groupdocs/surfwatr/field/phyhab.html |  | 0-4
293688 | STRUCT_TYPE | Structures | GSWA | 2/8/2012 10:51:48 AM
293631 | STRUCT_TYPE | Structures | SBWA | 2/7/2012 1:09:51 PM
293708 | STRUCT_TYPE | Structures | SBMWA | 2/14/2012 5:13:19 PM
293650 | STRUCT_TYPE | Structures | URWA | 2/7/2012 1:10:15 PM
293457 | Substrate Availability | Substrate Availability | 21FLBFA_WQX | 12/19/2012 4:01:34 PM
294232 | Substrate Availability | Substrate Availability | 21FLTPA_WQX | 12/11/2017 2:44:28 PM
294265 | Substrate Availability | Substrate Availability | 21FLWQSP_WQX | 12/11/2017 1:41:13 PM
294298 | Substrate Availability | Substrate Availability | 21FLA_WQX | 12/6/2018 2:58:43 PM
294254 | Substrate Availability | Substrate Availability | 21FLGW_WQX | 12/18/2017 9:37:54 AM
294243 | Substrate Availability | Substrate Availability | 21FLFTM_WQX | 12/11/2017 3:11:37 PM
294287 | Substrate Availability | Substrate Availability | 21FLCEN_WQX | 12/7/2017 9:52:27 AM
294276 | Substrate Availability | Substrate Availability | 21FLPNS_WQX | 12/11/2017 3:54:50 PM
293534 | Substrate Availability | Substrate Availability | 21FLSWFD_WQX | 12/13/2016 4:45:28 PM
293501 | Substrate Availability | Substrate Availability | 21FLSUW_WQX | 12/20/2012 3:20:40 PM
293468 | Substrate Availability | Substrate Availability | 21FLNWFD_WQX | 3/26/2014 3:27:41 PM
293446 | Substrate Availability | Substrate Availability | 21FLBRA_WQX | 12/19/2012 4:25:34 PM
293512 | Substrate Availability | Substrate Availability | 21FLWQA_WQX | 12/13/2017 2:50:52 PM
293523 | Substrate Availability | Substrate Availability | 21FLLEON_WQX | 12/20/2012 8:49:51 AM
293490 | Substrate Availability | Substrate Availability | 21FLSJWM_WQX | 12/20/2012 2:56:49 PM
293479 | Substrate Availability | Substrate Availability | 21FLPOLK_WQX | 12/20/2012 2:11:48 PM
293578 | Substrate Availability | Substrate Availability | 21FLWPB_WQX | 12/18/2017 9:04:06 AM
294266 | Substrate Diversity | Substrate Diversity | 21FLWQSP_WQX | 12/11/2017 1:41:13 PM
293513 | Substrate Diversity | Substrate Diversity | 21FLWQA_WQX | 12/13/2017 2:50:52 PM
293458 | Substrate Diversity | Substrate Diversity | 21FLBFA_WQX | 12/19/2012 4:01:34 PM
294233 | Substrate Diversity | Substrate Diversity | 21FLTPA_WQX | 12/11/2017 2:44:28 PM
294299 | Substrate Diversity | Substrate Diversity | 21FLA_WQX | 12/6/2018 2:58:43 PM
293524 | Substrate Diversity | Substrate Diversity | 21FLLEON_WQX | 12/20/2012 8:49:51 AM
294277 | Substrate Diversity | Substrate Diversity | 21FLPNS_WQX | 12/11/2017 3:54:50 PM
293535 | Substrate Diversity | Substrate Diversity | 21FLSWFD_WQX | 12/13/2016 4:45:28 PM
293579 | Substrate Diversity | Substrate Diversity | 21FLWPB_WQX | 12/18/2017 9:04:06 AM
294288 | Substrate Diversity | Substrate Diversity | 21FLCEN_WQX | 12/7/2017 9:52:27 AM
293447 | Substrate Diversity | Substrate Diversity | 21FLBRA_WQX | 12/19/2012 4:25:34 PM
293469 | Substrate Diversity | Substrate Diversity | 21FLNWFD_WQX | 3/26/2014 3:27:41 PM
293480 | Substrate Diversity | Substrate Diversity | 21FLPOLK_WQX | 12/20/2012 2:11:48 PM
294244 | Substrate Diversity | Substrate Diversity | 21FLFTM_WQX | 12/11/2017 3:11:37 PM
293491 | Substrate Diversity | Substrate Diversity | 21FLSJWM_WQX | 12/20/2012 2:56:49 PM
293502 | Substrate Diversity | Substrate Diversity | 21FLSUW_WQX | 12/20/2012 3:20:40 PM
294255 | Substrate Diversity | Substrate Diversity | 21FLGW_WQX | 12/18/2017 9:37:54 AM
293892 | SUBSTRATE_CLASS | Substrate Class | NARS_WQX | 3/27/2012 5:29:38 PM | EPA/620/R-99/003; http://www.epa.gov/emap2/html/pubs/docs/groupdocs/surfwatr/field/phyhab.html
293799 | SUBSTRATE_CLASS | Substrate Class | NARSTEST | 2/23/2012 7:44:02 PM | EPA/620/R-99/003; http://www.epa.gov/emap2/html/pubs/docs/groupdocs/surfwatr/field/phyhab.html
145489 | substrate_score | substrate_score | EMAP_GRE | 4/1/2010 9:29:58 AM
322384 | successional_stage | Successional Stage | BETA_OCMA | 1/28/2014 12:47:15 PM | EPA Contract No. 68-C8-0105
322440 | successional_stage | Successional Stage | EPA_OCMA_R4 | 5/30/2014 12:10:55 PM | EPA Contract No. 68-C8-0105
323276 | SurfaceObservation | Surface Observation - waves | NARS_WQX | 11/4/2014 7:12:09 AM | EPA/620/R-01/003
322568 | SurfaceObservation | Surface Observation - waves | NARSTEST | 9/23/2014 9:41:10 PM | EPA/620/R-01/003
293718 | SURFACE_COAT | Surface Coating | SBMWA | 8/8/2012 7:29:25 PM
293623 | SURFACE_COAT | Surface Coating | NJDEPVMG | 2/7/2012 1:08:56 PM
293672 | SURFACE_COAT | Surface Coating | GSWA | 2/8/2012 10:51:35 AM
293661 | SURFACE_COAT | Surface Coating | MRWA | 2/8/2012 10:47:06 AM
293635 | SURFACE_COAT | Surface Coating | URWA | 2/7/2012 1:10:14 PM
293632 | SURFACE_COAT | Surface Coating | SBWA | 2/7/2012 1:09:51 PM
293624 | SURFACE_CONDITION | Surface Conditions | NJDEPVMG | 2/7/2012 1:09:03 PM
293673 | SURFACE_CONDITION | Surface Conditions | GSWA | 2/8/2012 10:51:47 AM
322390 | surface_roughness | Surface Roughness | BETA_OCMA | 1/28/2014 12:47:15 PM | EPA Contract No. 68-C8-0105
322446 | surface_roughness | Surface Roughness | EPA_OCMA_R4 | 5/30/2014 12:10:55 PM | EPA Contract No. 68-C8-0105
323503 | SURFGRASS | Surfgrass | 11NPSWRD_WQX | 10/15/2018 5:16:02 PM |  |  | 0 - 100
322674 | SwellDirection | Sea Swell Direction | NARSTEST | 9/25/2014 1:05:37 PM | EPA/620/R-01/003
323266 | SwellDirection | Sea Swell Direction | NARS_WQX | 11/4/2014 1:41:43 AM | EPA/620/R-01/003
323263 | SwellHeight | Sea Swell Height | NARS_WQX | 11/4/2014 1:41:41 AM | EPA/620/R-01/003
322672 | SwellHeight | Sea Swell Height | NARSTEST | 9/25/2014 1:05:35 PM | EPA/620/R-01/003
322673 | SwellPeriod | Sea Swell Period | NARSTEST | 9/25/2014 1:05:35 PM | EPA/620/R-01/003
323265 | SwellPeriod | Sea Swell Period | NARS_WQX | 11/4/2014 1:41:41 AM | EPA/620/R-01/003
294094 | SWIMMABILITY | Swimmability (Good/Fair/Not Swimmable) | NARS_WQX | 7/6/2012 6:16:30 PM | EPA 841-R-09-001a; http://water.epa.gov/type/lakes/upload/nla_technical_appendix.pdf
97654 | SWIMMABILITY | Swimmability (Good/Fair/Not Swimmable) | NARSTEST | 2/22/2012 5:29:06 PM | EPA 841-R-09-001a; http://water.epa.gov/type/lakes/upload/nla_technical_appendix.pdf
322978 | SWIMNTAX | No. of Swimmers taxa | NARS_WQX | 7/16/2014 10:22:52 AM | EPA/841/D-13/001
296047 | SWIMNTAX | No. of Swimmers taxa | NARSTEST | 10/27/2014 6:35:11 PM | EPA/841/D-13/001
121297 | SWIMPIND | Swimmer % Individuals | EMAP_GRE | 2/5/2010 12:04:03 PM
323052 | SWIMPIND | % Swimmers individuals | NARS_WQX | 7/16/2014 10:22:53 AM | EPA/841/D-13/001
296121 | SWIMPIND | % Swimmers individuals | NARSTEST | 10/27/2014 6:35:11 PM | EPA/841/D-13/001
323025 | SWIMPTAX | % Swimmers taxa | NARS_WQX | 7/16/2014 10:22:52 AM | EPA/841/D-13/001
296094 | SWIMPTAX | % Swimmers taxa | NARSTEST | 10/27/2014 6:35:11 PM | EPA/841/D-13/001
121298 | SWIMPTAX | Swimmer % Distinct Taxa | EMAP_GRE | 2/5/2010 12:04:03 PM
121299 | SWIMRICH | Swimmer Distinct Taxa Richness | EMAP_GRE | 2/5/2010 12:04:03 PM
296150 | S_N_DIAT | Number of NRSA diatom taxa per valve counted | NARSTEST | 10/28/2014 12:01:14 AM
322685 | S_N_DIAT | Number of NRSA diatom taxa per valve counted | NARS_WQX | 7/16/2014 3:46:42 AM
323006 | TANYNTAX | No. of Tanytarsini taxa | NARS_WQX | 7/16/2014 10:22:52 AM | EPA/841/D-13/001
296075 | TANYNTAX | No. of Tanytarsini taxa | NARSTEST | 10/27/2014 6:35:11 PM | EPA/841/D-13/001
323064 | TANYPIND | % Tanytarsini individuals | NARS_WQX | 7/16/2014 10:22:53 AM | EPA/841/D-13/001
296133 | TANYPIND | % Tanytarsini individuals | NARSTEST | 10/27/2014 6:35:11 PM | EPA/841/D-13/001
121300 | TANYPIND | Tanytarsini % Individuals | EMAP_GRE | 2/5/2010 12:04:03 PM
121301 | TANYPTAX | Tanytarsini % Distinct Taxa | EMAP_GRE | 2/5/2010 12:04:03 PM
323070 | TANYPTAX | % Tanytarsini taxa | NARS_WQX | 7/16/2014 10:22:53 AM | EPA/841/D-13/001
296139 | TANYPTAX | % Tanytarsini taxa | NARSTEST | 10/27/2014 6:35:11 PM | EPA/841/D-13/001
121302 | TANYRICH | Tanytarsini Distinct Taxa Richness | EMAP_GRE | 2/5/2010 12:04:03 PM
323522 | TAR | Tar | 11NPSWRD_WQX | 10/15/2018 5:16:07 PM |  |  | 0 - 100
323500 | Taxa Richness adj | Taxa Richness (Total Genera) adjust for cachement | RHA | 10/4/2018 10:32:09 AM | NJ_HGMI | =26.53+Metric-(22.776+4.173*log10(area in sq km) | 0 - 100
323601 | Taxa Richness adj | Taxa Richness (Total Genera) adjust for cachement | TNCNJ_WQX | 10/22/2018 1:03:21 PM | NJ_HGMI | =26.53+Metric-(22.776+4.173*log10(area in sq km) | 0 - 100
292768 | Taxa Richness: | Taxa Richness: | TESTGCSWQX | 11/10/2011 12:45:06 PM
323325 | TAXARICH | Total Taxa Richness | EPA_REGION_2 | 12/11/2014 2:15:35 PM
322438 | taxa_count_nu | Count of Distinct Taxa in sample | EPA_OCMA_R4 | 2/12/2014 3:21:57 PM | SESD Project #12-0029
317522 | taxa_count_nu | Count of Distinct Taxa in sample | BETA_OCMA | 1/2/2014 10:13:10 AM | SESD Project #12-0029
293291 | TAXONOMIC DIVERSITY, SHANNON-WEAVER | Taxonomic Diversity, Shannon-Weaver Index | UTAHDWQ_WQX | 4/25/2016 12:30:31 PM
293294 | TAXONOMIC EVENNESS | Taxonomic Evenness | UTAHDWQ_WQX | 4/25/2016 12:30:31 PM
293292 | TAXONOMIC RICHNESS | Taxonomic Richness | UTAHDWQ_WQX | 4/25/2016 12:30:31 PM
121303 | TDENSITY | Macroinvertebrate Density | EMAP_GRE | 2/5/2010 12:04:03 PM |  | number/m2
323385 | Test2Point5-1 | Test2Point5-1 | WQXTEST | 5/12/2016 6:29:40 AM |  |  | 1-100
323386 | Test2Point5-2 | Test2Point5-2 | WQXTEST | 5/12/2016 6:29:40 AM |  |  | 1-100
323387 | Test2Point5-3 | Test2Point5-3 | WQXTEST | 5/12/2016 6:29:40 AM |  |  | 1-100
323537 | TETRACLITA | Tetraclita | 11NPSWRD_WQX | 10/15/2018 5:16:20 PM |  |  | 0 - 100
323549 | TETRACLITA_RUBESCENS | Tetraclita rubescens | 11NPSWRD_WQX | 10/15/2018 5:16:26 PM |  |  | 0 - 100
323596 | TETRA_RUBES/ON/LO_GI | Tetraclita rubescens on Lottia | 11NPSWRD_WQX | 10/15/2018 5:27:28 PM |  |  | 0 - 100
323584 | TETRA_RUBES/ON/MY_CA | Tetraclita rubescens on Mytilu | 11NPSWRD_WQX | 10/15/2018 5:16:39 PM |  |  | 0 - 100
296130 | TL01NTAX | No. of taxa with PTV<2 | NARSTEST | 10/27/2014 6:35:11 PM | EPA/841/D-13/001
323061 | TL01NTAX | No. of taxa with PTV<2 | NARS_WQX | 7/16/2014 10:22:53 AM | EPA/841/D-13/001
121304 | TL01PIND | TOLVAL 0-1.9 % Individuals | EMAP_GRE | 2/5/2010 12:04:03 PM
323046 | TL01PIND | % Individuals with PTV <2 | NARS_WQX | 7/16/2014 10:22:53 AM | EPA/841/D-13/001
296115 | TL01PIND | % Individuals with PTV <2 | NARSTEST | 10/27/2014 6:35:11 PM | EPA/841/D-13/001
323015 | TL01PTAX | % taxa with PTV<2 | NARS_WQX | 7/16/2014 10:22:52 AM | EPA/841/D-13/001
296084 | TL01PTAX | % taxa with PTV<2 | NARSTEST | 10/27/2014 6:35:11 PM | EPA/841/D-13/001
121305 | TL01RICH | TOLVAL 0-1.9 Distinct Taxa Richness | EMAP_GRE | 2/5/2010 12:04:03 PM
323047 | TL23NTAX | No. taxa with PTV >=2 & <4 | NARS_WQX | 7/16/2014 10:22:53 AM | EPA/841/D-13/001
296116 | TL23NTAX | No. taxa with PTV >=2 & <4 | NARSTEST | 10/27/2014 6:35:11 PM | EPA/841/D-13/001
121306 | TL23PIND | TOLVAL 2-3.9 % Individuals | EMAP_GRE | 2/5/2010 12:04:03 PM
323040 | TL23PIND | % individuals with PTV >=2 & <4 | NARS_WQX | 7/16/2014 10:22:52 AM | EPA/841/D-13/001
296109 | TL23PIND | % individuals with PTV >=2 & <4 | NARSTEST | 10/27/2014 6:35:11 PM | EPA/841/D-13/001
322991 | TL23PTAX | % taxa with PTV>=2 & <4 | NARS_WQX | 7/16/2014 10:22:52 AM | EPA/841/D-13/001
296060 | TL23PTAX | % taxa with PTV>=2 & <4 | NARSTEST | 10/27/2014 6:35:11 PM | EPA/841/D-13/001
121307 | TL23RICH | TOLVAL 2-3.9 Distinct Taxa Richness | EMAP_GRE | 2/5/2010 12:04:03 PM
296046 | TL45NTAX | No. taxa with PTV >=4 & <6 | NARSTEST | 10/27/2014 6:35:11 PM | EPA/841/D-13/001
322977 | TL45NTAX | No. taxa with PTV >=4 & <6 | NARS_WQX | 7/16/2014 10:22:52 AM | EPA/841/D-13/001
296144 | TL45PIND | % individuals with PTV >=4 & <6 | NARSTEST | 10/27/2014 6:35:11 PM | EPA/841/D-13/001
121308 | TL45PIND | TOLVAL 4-5.9 % Individuals | EMAP_GRE | 2/5/2010 12:04:03 PM
323075 | TL45PIND | % individuals with PTV >=4 & <6 | NARS_WQX | 7/16/2014 10:22:53 AM | EPA/841/D-13/001
296118 | TL45PTAX | % taxa with PTV>=4 & <6 | NARSTEST | 10/27/2014 6:35:11 PM | EPA/841/D-13/001
323049 | TL45PTAX | % taxa with PTV>=4 & <6 | NARS_WQX | 7/16/2014 10:22:53 AM | EPA/841/D-13/001
121309 | TL45RICH | TOLVAL 4-5.9 Distinct Taxa Richness | EMAP_GRE | 2/5/2010 12:04:03 PM
322992 | TL67NTAX | No. taxa with PTV >=6 & <8 | NARS_WQX | 7/16/2014 10:22:52 AM | EPA/841/D-13/001
296061 | TL67NTAX | No. taxa with PTV >=6 & <8 | NARSTEST | 10/27/2014 6:35:11 PM | EPA/841/D-13/001
296048 | TL67PIND | % individuals with PTV >=6 & <8 | NARSTEST | 10/27/2014 6:35:11 PM | EPA/841/D-13/001
322979 | TL67PIND | % individuals with PTV >=6 & <8 | NARS_WQX | 7/16/2014 10:22:52 AM | EPA/841/D-13/001
121310 | TL67PIND | TOLVAL 6-7.9 % Individuals | EMAP_GRE | 2/5/2010 12:04:03 PM
296132 | TL67PTAX | % taxa with PTV>=6 & <8 | NARSTEST | 10/27/2014 6:35:11 PM | EPA/841/D-13/001
323063 | TL67PTAX | % taxa with PTV>=6 & <8 | NARS_WQX | 7/16/2014 10:22:53 AM | EPA/841/D-13/001
121311 | TL67PTAX | TOLVAL 6-7.9 % Distinct Taxa | EMAP_GRE | 2/5/2010 12:04:03 PM
121312 | TL67RICH | TOLVAL 6-7.9 Distinct Taxa Richness | EMAP_GRE | 2/5/2010 12:04:03 PM
121313 | TL89CHIRPIND | Chironomids with TOLVAL 8-10 % Individuals | EMAP_GRE | 2/5/2010 12:04:03 PM
121314 | TL89PIND | TOLVAL 8-10 % Individuals | EMAP_GRE | 2/5/2010 12:04:03 PM
121315 | TL89RICH | TOLVAL 8-10 Distinct Taxa Richness | EMAP_GRE | 2/5/2010 12:04:03 PM
323349 | TNI | Total Number of Individuals | 21KY_WQX | 5/5/2017 3:26:27 PM
292772 | Tolerance Value: | Tolerance Value: | TESTGCSWQX | 11/10/2011 12:45:05 PM
323350 | TolerantX | Tolerant Pollution Tolerence | WQXTEST | 5/12/2016 6:29:26 AM |  | # of Letters multiplied by 1 | 0-8
121380 | TOLER_BIO_ALL | Total Tolerant Species Biomass - All Transects | EMAP_GRE | 2/5/2010 11:07:48 AM
121378 | TOLER_NIND_ALL | Number of Tolerant Individuals - All Transects | EMAP_GRE | 2/5/2010 11:07:48 AM
121377 | TOLER_RICH_ALL | Number of Tolerant Species -All Transects | EMAP_GRE | 2/5/2010 11:07:48 AM
322785 | TOLRNIND | No. tolerant individuals based on TOLERANCE_NRSA | NARS_WQX | 7/16/2014 6:10:52 AM | EPA/841/D-13/001
295868 | TOLRNIND | No. tolerant individuals based on TOLERANCE_NRSA | NARSTEST | 10/27/2014 1:03:23 PM | EPA/841/D-13/001
295854 | TOLRNTAX | No. of Tolerant (PTV>=6) taxa | NARSTEST | 10/27/2014 6:35:11 PM | EPA/841/D-13/001
322771 | TOLRNTAX | No. of Tolerant (PTV>=6) taxa | NARS_WQX | 7/16/2014 10:22:52 AM | EPA/841/D-13/001
322953 | TOLRNTAX_PT | Score for TOLRNTAX used in MMI | NARS_WQX | 7/16/2014 6:20:53 AM | EPA/841/D-13/001
296036 | TOLRNTAX_PT | Score for TOLRNTAX used in MMI | NARSTEST | 10/27/2014 1:23:49 PM | EPA/841/D-13/001
295840 | TOLRPIND | % Tolerant (PTV>=6) individuals | NARSTEST | 10/27/2014 6:35:11 PM | EPA/841/D-13/001
322757 | TOLRPIND | % Tolerant (PTV>=6) individuals | NARS_WQX | 7/16/2014 10:22:52 AM | EPA/841/D-13/001
121316 | TOLRPIND | Tolerant (TOLVAL 7.0-10) % Individuals | EMAP_GRE | 2/5/2010 12:04:03 PM
322780 | TOLRPTAX | % Tolerant (PTV>=6) taxa | NARS_WQX | 7/16/2014 10:22:52 AM | EPA/841/D-13/001
295863 | TOLRPTAX | % Tolerant (PTV>=6) taxa | NARSTEST | 10/27/2014 6:35:11 PM | EPA/841/D-13/001
121317 | TOLRPTAX | Tolerant (TOLVAL 7.0-10) % Distinct Taxa | EMAP_GRE | 2/5/2010 12:04:03 PM
295893 | TOLRPTAX_PT | Score for TOLRPTAX used in MMI | NARSTEST | 10/27/2014 1:03:23 PM | EPA/841/D-13/001
322810 | TOLRPTAX_PT | Score for TOLRPTAX used in MMI | NARS_WQX | 7/16/2014 6:10:52 AM | EPA/841/D-13/001
322808 | TOLRPTAX_RES | Residual of modeled TOLRPTAX used in scoring | NARS_WQX | 7/16/2014 6:10:52 AM | EPA/841/D-13/001
295891 | TOLRPTAX_RES | Residual of modeled TOLRPTAX used in scoring | NARSTEST | 10/27/2014 1:03:23 PM | EPA/841/D-13/001
121318 | TOLRRICH | Tolerant (TOLVAL 7.0-10) Distinct Taxa Richness | EMAP_GRE | 2/5/2010 12:04:03 PM
296194 | TOP3 | Species Dominance - top 3 species by % of total | 21NYDECA_WQX | 4/15/2014 1:05:26 PM |  |  | 0-100
121383 | TOP_PISCI_NIND_ALL | Number of Individual Top Piscivores - All Transect | EMAP_GRE | 2/5/2010 11:07:48 AM
121382 | TOP_PISCI_RICH_ALL | Number of Top Piscivore Species - All Transects | EMAP_GRE | 2/5/2010 11:07:48 AM
293777 | TOP_VER | Site Verified by Topographic Map (Y/N) | NARSTEST | 2/23/2012 7:26:02 PM | EPA/620/R-99/003; http://www.epa.gov/emap2/html/pubs/docs/groupdocs/surfwatr/field/phyhab.html
293930 | TOP_VER | Site Verified by Topographic Map (Y/N) | NARS_WQX | 3/29/2012 5:58:56 PM | EPA/620/R-99/003; http://www.epa.gov/emap2/html/pubs/docs/groupdocs/surfwatr/field/phyhab.html
294301 | Total | Total macro count per site | SOUTHUTE | 3/29/2018 5:56:51 PM
323610 | Total Family Richness | Total Family Richness | PUEBLO_SANTAANA | 1/31/2019 4:12:51 PM |  | Total # of families
293615 | TOTAL NUMBER OF BENTHIC INVERTIVORE | TOTAL NUMBER OF BENTHIC INVERTIVORE SPECIES | TCEQMAIN | 10/26/2018 3:32:53 PM
293613 | TOTAL NUMBER OF NATIVE CYPRINID SPE | TOTAL NUMBER OF NATIVE CYPRINID SPECIES | TCEQMAIN | 10/26/2018 3:32:53 PM
293604 | TOTAL NUMBER OF RIFFLES | TOTAL NUMBER OF RIFFLES | TCEQMAIN | 10/26/2018 3:32:52 PM
293608 | TOTAL NUMBER OF SUNFISH SPECIES | TOTAL NUMBER OF SUNFISH SPECIES | TCEQMAIN | 10/26/2018 3:32:53 PM
292767 | Total number specimens: | Total number specimens: | TESTGCSWQX | 11/10/2011 12:45:06 PM
323609 | Total Organisms in Sample | Total Organisms in Sample | PUEBLO_SANTAANA | 1/31/2019 4:12:51 PM |  | Total D x Total # squares in trap
323429 | Total Taxa Richness | Total Taxa Richness | PICURIS_PUEBLO | 10/17/2018 7:20:48 AM
21 | Total Taxa Richness | Total Taxa Richness | USEPA | 7/18/2008 11:58:14 AM
293620 | TOTAL TAXA RICHNESS, BENTHOS | TOTAL TAXA RICHNESS, BENTHOS | TCEQMAIN | 10/26/2018 3:32:53 PM
323608 | TOTAL# | Total # of organisms | PUEBLO_SANTAANA | 1/31/2019 4:12:51 PM
292801 | Total: | Total: | TESTGCSWQX | 11/10/2011 12:45:09 PM
323426 | TotalTaxaRich | Total Taxa Richness | REDCLIFF_WQX | 11/11/2017 5:00:38 PM |  | Total number of taxa present
292763 | TotalTaxSPL | Total number of taxa | 21ARIZ_WQX | 5/12/2016 1:20:34 AM |  |  | 0-100
323299 | TOTFAM | Total Family Taxa Richness | WQXTEST | 5/25/2016 8:42:22 PM |  |  | 0-100
323323 | TOTFAM | Total Family Taxa Richness | EPA_REGION_2 | 12/11/2014 2:15:35 PM
164435 | TOTINDIV | Total Number of Individuals | EPA_R7_WQX | 12/31/2010 4:27:13 PM
322787 | TOTLNIND | Number of individuals in sample | NARS_WQX | 7/16/2014 10:22:52 AM | EPA/841/D-13/001
295870 | TOTLNIND | Number of individuals in sample | NARSTEST | 10/27/2014 6:35:11 PM | EPA/841/D-13/001
322736 | TOTLNTAX | Number of distinct taxa in sample | NARS_WQX | 7/16/2014 10:22:52 AM | EPA/841/D-13/001
295819 | TOTLNTAX | Number of distinct taxa in sample | NARSTEST | 10/27/2014 6:35:11 PM | EPA/841/D-13/001
294308 | Toxicity, Daphnia magna, accute | Kingswood Diagnostics IQ-TOX? kits | CCU_EQL | 7/19/2013 11:14:23 AM
322549 | toxicity_measured_bol | Toxicity Measured (y/n) | BETA_OCMA | 11/17/2014 12:55:07 PM
293935 | TRCHLEN | Total Length of Reach (m) | NARS_WQX | 3/29/2012 5:58:56 PM | EPA/620/R-99/003; http://www.epa.gov/emap2/html/pubs/docs/groupdocs/surfwatr/field/phyhab.html
293782 | TRCHLEN | Total Length of Reach (m) | NARSTEST | 2/23/2012 7:26:02 PM | EPA/620/R-99/003; http://www.epa.gov/emap2/html/pubs/docs/groupdocs/surfwatr/field/phyhab.html
293874 | TREE | Tree type | NARS_WQX | 3/27/2012 5:14:50 PM
293797 | TREE | Tree type | NARSTEST | 2/23/2012 7:29:53 PM
294183 | Trichoptera Taxa | Trichoptera Taxa | SOUTHUTE | 3/29/2018 5:56:51 PM
323471 | Trichoptera Taxa Richness | Trichoptera Taxa Richness | OREGONDEQ | 2/8/2019 11:49:34 AM |  | Number of unique Trichoptera taxa
323436 | TRICHOPTERA%Comp | % COMPOSITION OF TRICHOPTERA | PICURIS_PUEBLO | 10/17/2018 7:20:48 AM
292760 | TrichTax | Trichoptera taxa | 21ARIZ_WQX | 5/12/2016 1:20:34 AM |  |  | 0-100
323039 | TRICNTAX | No. of Trichoptera taxa | NARS_WQX | 7/16/2014 10:22:52 AM | EPA/841/D-13/001
296108 | TRICNTAX | No. of Trichoptera taxa | NARSTEST | 10/27/2014 6:35:11 PM | EPA/841/D-13/001
121319 | TRICPIND | Trichoptera % Individuals | EMAP_GRE | 2/5/2010 12:04:03 PM
296072 | TRICPIND | % Trichoptera individuals | NARSTEST | 10/27/2014 6:35:11 PM | EPA/841/D-13/001
323003 | TRICPIND | % Trichoptera individuals | NARS_WQX | 7/16/2014 10:22:52 AM | EPA/841/D-13/001
121320 | TRICPTAX | Trichoptera % Distinct Taxa | EMAP_GRE | 2/5/2010 12:04:03 PM
323056 | TRICPTAX | % Trichoptera taxa | NARS_WQX | 7/16/2014 10:22:53 AM | EPA/841/D-13/001
296125 | TRICPTAX | % Trichoptera taxa | NARSTEST | 10/27/2014 6:35:11 PM | EPA/841/D-13/001
121321 | TRICRICH | Trichoptera Distinct Taxa Richness | EMAP_GRE | 2/5/2010 12:04:03 PM
97661 | TROPHIC_STATE | Trophic state (Oligo/meso/eu/hypereu) | NARSTEST | 2/22/2012 5:29:06 PM | EPA 841-R-09-001a; http://water.epa.gov/type/lakes/upload/nla_technical_appendix.pdf
294103 | TROPHIC_STATE | Trophic state (Oligo/meso/eu/hypereu) | NARS_WQX | 7/6/2012 6:16:30 PM | EPA 841-R-09-001a; http://water.epa.gov/type/lakes/upload/nla_technical_appendix.pdf
322965 | TSC_DL_ALERT | Reported TSC value is below the MDL (Y/blank) | NARS_WQX | 7/16/2014 8:46:51 AM | EPA/841/D-13/001
316654 | TSC_DL_ALERT | Reported TSC value is below the MDL (Y/blank) | NARSTEST | 11/6/2013 6:12:13 PM | EPA/841/D-13/001
322968 | TSC_ND | None Detected reported by laboratory for TSC (Y/bl | NARS_WQX | 7/16/2014 8:46:52 AM | EPA/841/D-13/001
316657 | TSC_ND | None Detected reported by laboratory for TSC (Y/bl | NARSTEST | 11/6/2013 6:12:15 PM | EPA/841/D-13/001
316652 | TSC_RL_ALERT | Reported TSC value is below reporting limit (Y/bla | NARSTEST | 11/6/2013 6:12:13 PM | EPA/841/D-13/001
322963 | TSC_RL_ALERT | Reported TSC value is below reporting limit (Y/bla | NARS_WQX | 7/16/2014 8:46:51 AM | EPA/841/D-13/001
323057 | TUBINAIDNTAX | No. of Tubificidae and Naididae taxa | NARS_WQX | 7/16/2014 10:22:53 AM | EPA/841/D-13/001
296126 | TUBINAIDNTAX | No. of Tubificidae and Naididae taxa | NARSTEST | 10/27/2014 6:35:11 PM | EPA/841/D-13/001
322975 | TUBINAIDPIND | % Tubificidae and Naididae individuals | NARS_WQX | 7/16/2014 10:22:52 AM | EPA/841/D-13/001
296044 | TUBINAIDPIND | % Tubificidae and Naididae individuals | NARSTEST | 10/27/2014 6:35:11 PM | EPA/841/D-13/001
322990 | TUBINAIDPTAX | % Tubificidae and Naididae taxa | NARS_WQX | 7/16/2014 10:22:52 AM | EPA/841/D-13/001
296059 | TUBINAIDPTAX | % Tubificidae and Naididae taxa | NARSTEST | 10/27/2014 6:35:11 PM | EPA/841/D-13/001
121322 | TUBIPIND | Tubificidae % Individuals | EMAP_GRE | 2/5/2010 12:04:03 PM
121323 | TUBIPTAX | Tubificidae % Distinct Taxa | EMAP_GRE | 2/5/2010 12:04:03 PM
121324 | TUBIRICH | Tubificidae Distinct Taxa Richness | EMAP_GRE | 2/5/2010 12:04:03 PM
323541 | TURF_LOW_FILAMENTOUS | Turf (low filamentous) | 11NPSWRD_WQX | 10/15/2018 5:16:23 PM |  |  | 0 - 100
323589 | ULVA/ENTEROMORPHA | Ulva/Enteromorpha | 11NPSWRD_WQX | 10/15/2018 5:17:21 PM |  |  | 0 - 100
323564 | ULVA_SPP/ENTEROM_SPP | Ulva spp/Enteromorpha spp | 11NPSWRD_WQX | 10/15/2018 5:16:25 PM |  |  | 0 - 100
293842 | UNDCUT | Cover class for bank undercuts | NARS_WQX | 3/27/2012 4:49:23 PM | EPA/620/R-99/003; http://www.epa.gov/emap2/html/pubs/docs/groupdocs/surfwatr/field/phyhab.html |  | 0-4
293805 | UNDCUT | Cover class for bank undercuts | NARSTEST | 2/24/2012 2:24:12 AM | EPA/620/R-99/003; http://www.epa.gov/emap2/html/pubs/docs/groupdocs/surfwatr/field/phyhab.html |  | 0-4
164360 | UNDERCUT | Distance of bank undercut by water | NARSTEST | 9/23/2010 5:33:29 PM
121342 | UNDETERM_NIND_ALL | # Individuals w/Undetermined Origins-all transects | EMAP_GRE | 2/5/2010 11:07:48 AM
121341 | UNDETERM_RICH_ALL | # Species w/Undetermined Origins - All transects | EMAP_GRE | 2/5/2010 11:07:48 AM
293388 | UNDV | type of understory veg | NARSTEST | 2/23/2012 6:42:01 PM | EPA/620/R-99/003; http://www.epa.gov/emap2/html/pubs/docs/groupdocs/surfwatr/field/phyhab.html
293894 | UNDV | type of understory veg | NARS_WQX | 3/28/2012 1:00:09 AM | EPA/620/R-99/003; http://www.epa.gov/emap2/html/pubs/docs/groupdocs/surfwatr/field/phyhab.html
323530 | UNIDENTIFIED | Unidentified | 11NPSWRD_WQX | 10/15/2018 5:16:09 PM |  |  | 0 - 100
323594 | UNID_ALGAE | Unidentified algae | 11NPSWRD_WQX | 10/15/2018 5:21:11 PM |  |  | 0 - 100
323588 | UNID_INVERTEBRATE | Unidentified invertebrates | 11NPSWRD_WQX | 10/15/2018 5:17:21 PM |  |  | 0 - 100
323484 | Univoltine Taxa Richness | Univoltine Taxa Richness | OREGONDEQ | 2/8/2019 11:49:34 AM |  | Number of unique taxa that have one brood per year
323546 | UNSCORABLE | Unscorable | 11NPSWRD_WQX | 10/15/2018 5:16:25 PM |  |  | 0 - 100
323569 | UNSCOR_ALGAE | Unscorable-drift algae | 11NPSWRD_WQX | 10/15/2018 5:16:25 PM |  |  | 0 - 100
323576 | UNSCOR_OFF_ROCK_EDGE | Unscorable-off rock edge | 11NPSWRD_WQX | 10/15/2018 5:16:34 PM |  |  | 0 - 100
323574 | UNSCOR_SHADOW | Unscorable-shadow | 11NPSWRD_WQX | 10/15/2018 5:16:34 PM |  |  | 0 - 100
323572 | UNSCOR_SHOE | Unscorable-shoe | 11NPSWRD_WQX | 10/15/2018 5:16:34 PM |  |  | 0 - 100
293974 | URBAN | URBAN LAKE? (YES/NO) | NARS_WQX | 7/6/2012 5:34:47 PM | EPA 841-R-09-001a; http://water.epa.gov/type/lakes/upload/nla_technical_appendix.pdf
56253 | URBAN | URBAN LAKE? (YES/NO) | NARSTEST | 3/16/2010 11:12:08 AM
322492 | V1WM100 | Bankful channel woody debris (m3/100m) | NARS_WQX | 7/15/2014 9:42:33 PM | EPA/841/D-13/001
317224 | V1WM100 | Bankful channel woody debris (m3/100m) | NARSTEST | 11/25/2013 12:39:36 PM | EPA/841/D-13/001
322494 | V1W_MSQ | Bankful Channel woody debris (m3/m2) | NARS_WQX | 7/15/2014 9:42:33 PM | EPA/841/D-13/001
317226 | V1W_MSQ | Bankful Channel woody debris (m3/m2) | NARSTEST | 11/25/2013 12:39:36 PM | EPA/841/D-13/001
293831 | VALLEY | Valley width (vis. estimate) | NARS_WQX | 3/27/2012 12:57:41 PM | EPA/620/R-99/003; http://www.epa.gov/emap2/html/pubs/docs/groupdocs/surfwatr/field/phyhab.html
164370 | VALLEY | Valley width (vis. estimate) | NARSTEST | 2/23/2012 6:40:49 PM | EPA/620/R-99/003; http://www.epa.gov/emap2/html/pubs/docs/groupdocs/surfwatr/field/phyhab.html
145472 | VALLEY_WIDTH | Estimated valley width (m) | EMAP_GRE | 3/18/2010 10:29:31 AM
164374 | VALLYBOX | Valley width greater than visible:Y/blnk | NARSTEST | 2/23/2012 6:40:49 PM | EPA/620/R-99/003; http://www.epa.gov/emap2/html/pubs/docs/groupdocs/surfwatr/field/phyhab.html
293835 | VALLYBOX | Valley width greater than visible:Y/blnk | NARS_WQX | 3/27/2012 12:57:42 PM | EPA/620/R-99/003; http://www.epa.gov/emap2/html/pubs/docs/groupdocs/surfwatr/field/phyhab.html
293914 | VALXSTAT | X-site Sampling Status Sub-Category | NARS_WQX | 3/29/2012 5:58:56 PM | EPA/620/R-99/003; http://www.epa.gov/emap2/html/pubs/docs/groupdocs/surfwatr/field/phyhab.html
293761 | VALXSTAT | X-site Sampling Status Sub-Category | NARSTEST | 2/23/2012 7:26:02 PM | EPA/620/R-99/003; http://www.epa.gov/emap2/html/pubs/docs/groupdocs/surfwatr/field/phyhab.html
293430 | VCPMI_001 | Percent NonInsect taxa | NJDEP_BFBM | 4/20/2016 12:30:33 PM
323423 | VCPMI_002 | Beck's Biotic Index | NJDEP_BFBM | 8/23/2018 12:01:26 PM
323617 | Velocity | HA Velocity | PICURIS_PUEBLO | 2/28/2019 5:20:20 PM |  |  | 20-0
323619 | Velocity/Depth Regimes | 2nd HA Velocity/Depth Regimes | PICURIS_PUEBLO | 2/28/2019 5:20:20 PM |  |  | 10-0
121330 | VERT_BIO_NONINDIG_ALL | Total Nonindigenous Vertebrte Biomss-All transects | EMAP_GRE | 2/5/2010 11:07:48 AM
293772 | VER_STAT | Site Verification Status | NARSTEST | 2/23/2012 7:26:02 PM | EPA/620/R-99/003; http://www.epa.gov/emap2/html/pubs/docs/groupdocs/surfwatr/field/phyhab.html
293925 | VER_STAT | Site Verification Status | NARS_WQX | 3/29/2012 5:58:56 PM | EPA/620/R-99/003; http://www.epa.gov/emap2/html/pubs/docs/groupdocs/surfwatr/field/phyhab.html
97175 | VIS:0001:1:AGR_CROPLAND | 0001:1:AGR_CROPLAND:Agricultural cropland disturb. | NARSTEST | 12/22/2009 10:56:31 AM
97180 | VIS:0001:1:AGR_FEEDLOT | 0001:1:AGR_FEEDLOT:Agricultural feedlot disturb. | NARSTEST | 12/22/2009 10:56:31 AM
97177 | VIS:0001:1:AGR_LIVESTOCK | 0001:1:AGR_LIVESTOCK:Agricultural livestock distur | NARSTEST | 12/22/2009 10:56:31 AM
97178 | VIS:0001:1:AGR_ORCHARDS | 0001:1:AGR_ORCHARDS:Agricultural orchards disturb. | NARSTEST | 12/22/2009 10:56:31 AM
97176 | VIS:0001:1:AGR_PASTURE | 0001:1:AGR_PASTURE:Agricultural pasture disturb. | NARSTEST | 12/22/2009 10:56:31 AM
97179 | VIS:0001:1:AGR_POULTRY | 0001:1:AGR_POULTRY:Agricultural poultry disturb. | NARSTEST | 12/22/2009 10:56:31 AM
97199 | VIS:0001:1:AGR_SCORE | 0001:1:AGR_SCORE:Summed Agricultural Stressor Scor | NARSTEST | 12/22/2009 10:56:31 AM
97181 | VIS:0001:1:AGR_WITHDRAWL | 0001:1:AGR_WITHDRAWL:Agricultural water withdrawl | NARSTEST | 12/22/2009 10:56:31 AM
97219 | VIS:0001:1:APPEALING | 0001:1:APPEALING:Appeal of waterbody character | NARSTEST | 12/22/2009 10:56:31 AM
97220 | VIS:0001:1:BIOTIC_INTEGRITY | 0001:1:BIOTIC_INTEGRITY:Ecological integrity (Exce | NARSTEST | 12/22/2009 10:56:31 AM
97212 | VIS:0001:1:FLIGHT_HAZARDS | 0001:1:FLIGHT_HAZARDS:Low elevation flight hazards | NARSTEST | 12/22/2009 10:56:31 AM
97210 | VIS:0001:1:HYDRO_TYPE | 0001:1:HYDRO_TYPE:Lake type (Reservoir/Drainage/Se | NARSTEST | 12/22/2009 10:56:31 AM
97189 | VIS:0001:1:IND_COMMERCIAL | 0001:1:IND_COMMERCIAL:Industrial commercial distur | NARSTEST | 12/22/2009 10:56:31 AM
97187 | VIS:0001:1:IND_FIRE | 0001:1:IND_FIRE:Industrial evidence of fire distur | NARSTEST | 12/22/2009 10:56:31 AM
97182 | VIS:0001:1:IND_INDUSTRIAL | 0001:1:IND_INDUSTRIAL:Industrial industrial plants | NARSTEST | 12/22/2009 10:56:31 AM
97186 | VIS:0001:1:IND_LOGGING | 0001:1:IND_LOGGING:Industrial logging disturb. | NARSTEST | 12/22/2009 10:56:31 AM
97183 | VIS:0001:1:IND_MINES | 0001:1:IND_MINES:Industrial mines/quarries disturb | NARSTEST | 12/22/2009 10:56:31 AM
97188 | VIS:0001:1:IND_ODORS | 0001:1:IND_ODORS:Industrial odors disturb. | NARSTEST | 12/22/2009 10:56:31 AM
97184 | VIS:0001:1:IND_OIL | 0001:1:IND_OIL:Industrial oil/gas wells disturb. | NARSTEST | 12/22/2009 10:56:31 AM
97185 | VIS:0001:1:IND_POWER | 0001:1:IND_POWER:Industrial power plant disturb. | NARSTEST | 12/22/2009 10:56:31 AM
97200 | VIS:0001:1:IND_SCORE | 0001:1:IND_SCORE:Summed Industrial Stressor Score | NARSTEST | 12/22/2009 10:56:31 AM
97217 | VIS:0001:1:MACRY_DENSITY | 0001:1:MACRY_DENSITY:Macrophyte density (Absent/Sp | NARSTEST | 12/22/2009 10:56:31 AM
97215 | VIS:0001:1:MACRY_FLOAT | 0001:1:MACRY_FLOAT:Emergent/Floating Coverage (% l | NARSTEST | 12/22/2009 10:56:31 AM
97216 | VIS:0001:1:MACRY_SUBMERGED | 0001:1:MACRY_SUBMERGED:Submergent/Floating Coverag | NARSTEST | 12/22/2009 10:56:31 AM
97192 | VIS:0001:1:MAN_ANGLING | 0001:1:MAN_ANGLING:Management angling pressure dis | NARSTEST | 12/22/2009 10:56:31 AM
97193 | VIS:0001:1:MAN_DRINKING_WATER | 0001:1:MAN_DRINKING_WATER:Management drinking wate | NARSTEST | 12/22/2009 10:56:31 AM
97196 | VIS:0001:1:MAN_FISH_STOCKING | 0001:1:MAN_FISH_STOCKING:Management fish stocking | NARSTEST | 12/22/2009 10:56:31 AM
97195 | VIS:0001:1:MAN_LEVEL_FLUCTUATIONS | 0001:1:MAN_LEVEL_FLUCTUATIONS:Management water lev | NARSTEST | 12/22/2009 10:56:31 AM
97190 | VIS:0001:1:MAN_LIMING | 0001:1:MAN_LIMING:Management liming disturb. | NARSTEST | 12/22/2009 10:56:31 AM
97194 | VIS:0001:1:MAN_MACROPHYTE | 0001:1:MAN_MACROPHYTE:Management macrophyte contro | NARSTEST | 12/22/2009 10:56:31 AM
97201 | VIS:0001:1:MAN_SCORE | 0001:1:MAN_SCORE:Summed Lake Management Stressor S | NARSTEST | 12/22/2009 10:56:31 AM
97191 | VIS:0001:1:MAN_TREATMENT | 0001:1:MAN_TREATMENT:Management drinking water tre | NARSTEST | 12/22/2009 10:56:31 AM
97213 | VIS:0001:1:MBOAT_DENSITY | 0001:1:MBOAT_DENSITY:Motor boat density (High/Low/ | NARSTEST | 12/22/2009 10:56:31 AM
97211 | VIS:0001:1:OUTLET_DAMS | 0001:1:OUTLET_DAMS:Outlet dams (None/Artificial/Na | NARSTEST | 12/22/2009 10:56:31 AM
97223 | VIS:0001:1:PHOTOGRAPHS | 0001:1:PHOTOGRAPHS:Photographs taken (Yes/No) | NARSTEST | 12/22/2009 10:56:31 AM
97218 | VIS:0001:1:PRISTINE | 0001:1:PRISTINE:Waterbody character (Pristine to H | NARSTEST | 12/22/2009 10:56:31 AM
97207 | VIS:0001:1:RCH_AGRICULTURE | 0001:1:RCH_AGRICULTURE:% of shoreline agriculture | NARSTEST | 12/22/2009 10:56:31 AM
97206 | VIS:0001:1:RCH_BARE_GROUND | 0001:1:RCH_BARE_GROUND:% of shoreline bare ground | NARSTEST | 12/22/2009 10:56:31 AM
97209 | VIS:0001:1:RCH_DEVELOPMENT | 0001:1:RCH_DEVELOPMENT:% of shoreline development | NARSTEST | 12/22/2009 10:56:31 AM
97202 | VIS:0001:1:RCH_FOREST | 0001:1:RCH_FOREST:% of shoreline forest | NARSTEST | 12/22/2009 10:56:31 AM
97203 | VIS:0001:1:RCH_GRASS | 0001:1:RCH_GRASS:% of shoreline grass | NARSTEST | 12/22/2009 10:56:31 AM
97208 | VIS:0001:1:RCH_SHOREMODS | 0001:1:RCH_SHOREMODS:% of shoreline modified (dock | NARSTEST | 12/22/2009 10:56:31 AM
97204 | VIS:0001:1:RCH_SHRUB | 0001:1:RCH_SHRUB:% of shoreline shurb | NARSTEST | 12/22/2009 10:56:31 AM
97205 | VIS:0001:1:RCH_WETLAND | 0001:1:RCH_WETLAND:% of shoreline wetland | NARSTEST | 12/22/2009 10:56:31 AM
97222 | VIS:0001:1:RECREATIONAL_VALUE | 0001:1:RECREATIONAL_VALUE:Recreational value (Exce | NARSTEST | 12/22/2009 10:56:31 AM
97174 | VIS:0001:1:REC_FILMS | 0001:1:REC_FILMS:Recreational surface films, scums | NARSTEST | 12/22/2009 10:56:31 AM
97172 | VIS:0001:1:REC_MARINAS | 0001:1:REC_MARINAS:Recreational marinas disturb. | NARSTEST | 12/22/2009 10:56:31 AM
97169 | VIS:0001:1:REC_PARKS | 0001:1:REC_PARKS:Recreational parks disturb. | NARSTEST | 12/22/2009 10:56:31 AM
97170 | VIS:0001:1:REC_PRIMITIVE | 0001:1:REC_PRIMITIVE:Recreational primitive parks, | NARSTEST | 12/22/2009 10:56:31 AM
97171 | VIS:0001:1:REC_RESORTS | 0001:1:REC_RESORTS:Recreational resorts disturb. | NARSTEST | 12/22/2009 10:56:31 AM
97198 | VIS:0001:1:REC_SCORE | 0001:1:REC_SCORE:Summed Recreational Stressor Scor | NARSTEST | 12/22/2009 10:56:31 AM
97168 | VIS:0001:1:REC_TRAILS | 0001:1:REC_TRAILS:Recreational hiking trails distu | NARSTEST | 12/22/2009 10:56:31 AM
97173 | VIS:0001:1:REC_TRASH | 0001:1:REC_TRASH:Recreational trash/litter disturb | NARSTEST | 12/22/2009 10:56:31 AM
97166 | VIS:0001:1:RES_BRIDGES | 0001:1:RES_BRIDGES:Recreational bridges/causeways | NARSTEST | 12/22/2009 10:56:31 AM
97162 | VIS:0001:1:RES_CONSTRUCTION | 0001:1:RES_CONSTRUCTION:Recreational construction | NARSTEST | 12/22/2009 10:56:31 AM
97164 | VIS:0001:1:RES_DUMPING | 0001:1:RES_DUMPING:Residential dumping disturb. | NARSTEST | 12/22/2009 10:56:31 AM
97161 | VIS:0001:1:RES_LAWNS | 0001:1:RES_LAWNS:Residential maintained lawns dist | NARSTEST | 12/22/2009 10:56:31 AM
97163 | VIS:0001:1:RES_PIPES | 0001:1:RES_PIPES:Residential pipes, drains disturb | NARSTEST | 12/22/2009 10:56:31 AM
97160 | VIS:0001:1:RES_RESIDENCES | 0001:1:RES_RESIDENCES:Residential residences distu | NARSTEST | 12/22/2009 10:56:31 AM
97165 | VIS:0001:1:RES_ROADS | 0001:1:RES_ROADS:Residential roads disturb. | NARSTEST | 12/22/2009 10:56:31 AM
97197 | VIS:0001:1:RES_SCORE | 0001:1:RES_SCORE:Summed Residential Stressor Score | NARSTEST | 12/22/2009 10:56:31 AM
97167 | VIS:0001:1:RES_SEWAGE | 0001:1:RES_SEWAGE:Residential sewage treatment dis | NARSTEST | 12/22/2009 10:56:31 AM
97214 | VIS:0001:1:SWIMMABILITY | 0001:1:SWIMMABILITY:Swimmability (Good/Fair/Not Sw | NARSTEST | 12/22/2009 10:56:31 AM
97221 | VIS:0001:1:TROPHIC_STATE | 0001:1:TROPHIC_STATE:Trophic state (Oligo/meso/eu/ | NARSTEST | 12/22/2009 10:56:31 AM
97239 | VIS:0002:1:AGR_CROPLAND | 0002:1:AGR_CROPLAND:Agricultural cropland disturb. | NARSTEST | 12/22/2009 10:56:32 AM
97244 | VIS:0002:1:AGR_FEEDLOT | 0002:1:AGR_FEEDLOT:Agricultural feedlot disturb. | NARSTEST | 12/22/2009 10:56:32 AM
97241 | VIS:0002:1:AGR_LIVESTOCK | 0002:1:AGR_LIVESTOCK:Agricultural livestock distur | NARSTEST | 12/22/2009 10:56:32 AM
97242 | VIS:0002:1:AGR_ORCHARDS | 0002:1:AGR_ORCHARDS:Agricultural orchards disturb. | NARSTEST | 12/22/2009 10:56:32 AM
97240 | VIS:0002:1:AGR_PASTURE | 0002:1:AGR_PASTURE:Agricultural pasture disturb. | NARSTEST | 12/22/2009 10:56:32 AM
97243 | VIS:0002:1:AGR_POULTRY | 0002:1:AGR_POULTRY:Agricultural poultry disturb. | NARSTEST | 12/22/2009 10:56:32 AM
97263 | VIS:0002:1:AGR_SCORE | 0002:1:AGR_SCORE:Summed Agricultural Stressor Scor | NARSTEST | 12/22/2009 10:56:32 AM
97245 | VIS:0002:1:AGR_WITHDRAWL | 0002:1:AGR_WITHDRAWL:Agricultural water withdrawl | NARSTEST | 12/22/2009 10:56:32 AM
97283 | VIS:0002:1:APPEALING | 0002:1:APPEALING:Appeal of waterbody character | NARSTEST | 12/22/2009 10:56:32 AM
97284 | VIS:0002:1:BIOTIC_INTEGRITY | 0002:1:BIOTIC_INTEGRITY:Ecological integrity (Exce | NARSTEST | 12/22/2009 10:56:32 AM
97276 | VIS:0002:1:FLIGHT_HAZARDS | 0002:1:FLIGHT_HAZARDS:Low elevation flight hazards | NARSTEST | 12/22/2009 10:56:32 AM
97274 | VIS:0002:1:HYDRO_TYPE | 0002:1:HYDRO_TYPE:Lake type (Reservoir/Drainage/Se | NARSTEST | 12/22/2009 10:56:32 AM
97253 | VIS:0002:1:IND_COMMERCIAL | 0002:1:IND_COMMERCIAL:Industrial commercial distur | NARSTEST | 12/22/2009 10:56:32 AM
97251 | VIS:0002:1:IND_FIRE | 0002:1:IND_FIRE:Industrial evidence of fire distur | NARSTEST | 12/22/2009 10:56:32 AM
97246 | VIS:0002:1:IND_INDUSTRIAL | 0002:1:IND_INDUSTRIAL:Industrial industrial plants | NARSTEST | 12/22/2009 10:56:32 AM
97250 | VIS:0002:1:IND_LOGGING | 0002:1:IND_LOGGING:Industrial logging disturb. | NARSTEST | 12/22/2009 10:56:32 AM
97247 | VIS:0002:1:IND_MINES | 0002:1:IND_MINES:Industrial mines/quarries disturb | NARSTEST | 12/22/2009 10:56:32 AM
97252 | VIS:0002:1:IND_ODORS | 0002:1:IND_ODORS:Industrial odors disturb. | NARSTEST | 12/22/2009 10:56:32 AM
97248 | VIS:0002:1:IND_OIL | 0002:1:IND_OIL:Industrial oil/gas wells disturb. | NARSTEST | 12/22/2009 10:56:32 AM
97249 | VIS:0002:1:IND_POWER | 0002:1:IND_POWER:Industrial power plant disturb. | NARSTEST | 12/22/2009 10:56:32 AM
97264 | VIS:0002:1:IND_SCORE | 0002:1:IND_SCORE:Summed Industrial Stressor Score | NARSTEST | 12/22/2009 10:56:32 AM
97281 | VIS:0002:1:MACRY_DENSITY | 0002:1:MACRY_DENSITY:Macrophyte density (Absent/Sp | NARSTEST | 12/22/2009 10:56:32 AM
97279 | VIS:0002:1:MACRY_FLOAT | 0002:1:MACRY_FLOAT:Emergent/Floating Coverage (% l | NARSTEST | 12/22/2009 10:56:32 AM
97280 | VIS:0002:1:MACRY_SUBMERGED | 0002:1:MACRY_SUBMERGED:Submergent/Floating Coverag | NARSTEST | 12/22/2009 10:56:32 AM
97256 | VIS:0002:1:MAN_ANGLING | 0002:1:MAN_ANGLING:Management angling pressure dis | NARSTEST | 12/22/2009 10:56:32 AM
97257 | VIS:0002:1:MAN_DRINKING_WATER | 0002:1:MAN_DRINKING_WATER:Management drinking wate | NARSTEST | 12/22/2009 10:56:32 AM
97260 | VIS:0002:1:MAN_FISH_STOCKING | 0002:1:MAN_FISH_STOCKING:Management fish stocking | NARSTEST | 12/22/2009 10:56:32 AM
97259 | VIS:0002:1:MAN_LEVEL_FLUCTUATIONS | 0002:1:MAN_LEVEL_FLUCTUATIONS:Management water lev | NARSTEST | 12/22/2009 10:56:32 AM
97254 | VIS:0002:1:MAN_LIMING | 0002:1:MAN_LIMING:Management liming disturb. | NARSTEST | 12/22/2009 10:56:32 AM
97258 | VIS:0002:1:MAN_MACROPHYTE | 0002:1:MAN_MACROPHYTE:Management macrophyte contro | NARSTEST | 12/22/2009 10:56:32 AM
97265 | VIS:0002:1:MAN_SCORE | 0002:1:MAN_SCORE:Summed Lake Management Stressor S | NARSTEST | 12/22/2009 10:56:32 AM
97255 | VIS:0002:1:MAN_TREATMENT | 0002:1:MAN_TREATMENT:Management drinking water tre | NARSTEST | 12/22/2009 10:56:32 AM
97277 | VIS:0002:1:MBOAT_DENSITY | 0002:1:MBOAT_DENSITY:Motor boat density (High/Low/ | NARSTEST | 12/22/2009 10:56:32 AM
97275 | VIS:0002:1:OUTLET_DAMS | 0002:1:OUTLET_DAMS:Outlet dams (None/Artificial/Na | NARSTEST | 12/22/2009 10:56:32 AM
97287 | VIS:0002:1:PHOTOGRAPHS | 0002:1:PHOTOGRAPHS:Photographs taken (Yes/No) | NARSTEST | 12/22/2009 10:56:32 AM
97282 | VIS:0002:1:PRISTINE | 0002:1:PRISTINE:Waterbody character (Pristine to H | NARSTEST | 12/22/2009 10:56:32 AM
97271 | VIS:0002:1:RCH_AGRICULTURE | 0002:1:RCH_AGRICULTURE:% of shoreline agriculture | NARSTEST | 12/22/2009 10:56:32 AM
97270 | VIS:0002:1:RCH_BARE_GROUND | 0002:1:RCH_BARE_GROUND:% of shoreline bare ground | NARSTEST | 12/22/2009 10:56:32 AM
97273 | VIS:0002:1:RCH_DEVELOPMENT | 0002:1:RCH_DEVELOPMENT:% of shoreline development | NARSTEST | 12/22/2009 10:56:32 AM
97266 | VIS:0002:1:RCH_FOREST | 0002:1:RCH_FOREST:% of shoreline forest | NARSTEST | 12/22/2009 10:56:32 AM
97267 | VIS:0002:1:RCH_GRASS | 0002:1:RCH_GRASS:% of shoreline grass | NARSTEST | 12/22/2009 10:56:32 AM
97272 | VIS:0002:1:RCH_SHOREMODS | 0002:1:RCH_SHOREMODS:% of shoreline modified (dock | NARSTEST | 12/22/2009 10:56:32 AM
97268 | VIS:0002:1:RCH_SHRUB | 0002:1:RCH_SHRUB:% of shoreline shurb | NARSTEST | 12/22/2009 10:56:32 AM
97269 | VIS:0002:1:RCH_WETLAND | 0002:1:RCH_WETLAND:% of shoreline wetland | NARSTEST | 12/22/2009 10:56:32 AM
97286 | VIS:0002:1:RECREATIONAL_VALUE | 0002:1:RECREATIONAL_VALUE:Recreational value (Exce | NARSTEST | 12/22/2009 10:56:32 AM
97238 | VIS:0002:1:REC_FILMS | 0002:1:REC_FILMS:Recreational surface films, scums | NARSTEST | 12/22/2009 10:56:32 AM
97236 | VIS:0002:1:REC_MARINAS | 0002:1:REC_MARINAS:Recreational marinas disturb. | NARSTEST | 12/22/2009 10:56:32 AM
97233 | VIS:0002:1:REC_PARKS | 0002:1:REC_PARKS:Recreational parks disturb. | NARSTEST | 12/22/2009 10:56:32 AM
97234 | VIS:0002:1:REC_PRIMITIVE | 0002:1:REC_PRIMITIVE:Recreational primitive parks, | NARSTEST | 12/22/2009 10:56:32 AM
97235 | VIS:0002:1:REC_RESORTS | 0002:1:REC_RESORTS:Recreational resorts disturb. | NARSTEST | 12/22/2009 10:56:32 AM
97262 | VIS:0002:1:REC_SCORE | 0002:1:REC_SCORE:Summed Recreational Stressor Scor | NARSTEST | 12/22/2009 10:56:32 AM
97232 | VIS:0002:1:REC_TRAILS | 0002:1:REC_TRAILS:Recreational hiking trails distu | NARSTEST | 12/22/2009 10:56:32 AM
97237 | VIS:0002:1:REC_TRASH | 0002:1:REC_TRASH:Recreational trash/litter disturb | NARSTEST | 12/22/2009 10:56:32 AM
97230 | VIS:0002:1:RES_BRIDGES | 0002:1:RES_BRIDGES:Recreational bridges/causeways | NARSTEST | 12/22/2009 10:56:32 AM
97226 | VIS:0002:1:RES_CONSTRUCTION | 0002:1:RES_CONSTRUCTION:Recreational construction | NARSTEST | 12/22/2009 10:56:32 AM
97228 | VIS:0002:1:RES_DUMPING | 0002:1:RES_DUMPING:Residential dumping disturb. | NARSTEST | 12/22/2009 10:56:32 AM
97225 | VIS:0002:1:RES_LAWNS | 0002:1:RES_LAWNS:Residential maintained lawns dist | NARSTEST | 12/22/2009 10:56:32 AM
97227 | VIS:0002:1:RES_PIPES | 0002:1:RES_PIPES:Residential pipes, drains disturb | NARSTEST | 12/22/2009 10:56:32 AM
97224 | VIS:0002:1:RES_RESIDENCES | 0002:1:RES_RESIDENCES:Residential residences distu | NARSTEST | 12/22/2009 10:56:32 AM
97229 | VIS:0002:1:RES_ROADS | 0002:1:RES_ROADS:Residential roads disturb. | NARSTEST | 12/22/2009 10:56:32 AM
97261 | VIS:0002:1:RES_SCORE | 0002:1:RES_SCORE:Summed Residential Stressor Score | NARSTEST | 12/22/2009 10:56:32 AM
97231 | VIS:0002:1:RES_SEWAGE | 0002:1:RES_SEWAGE:Residential sewage treatment dis | NARSTEST | 12/22/2009 10:56:32 AM
97278 | VIS:0002:1:SWIMMABILITY | 0002:1:SWIMMABILITY:Swimmability (Good/Fair/Not Sw | NARSTEST | 12/22/2009 10:56:32 AM
97285 | VIS:0002:1:TROPHIC_STATE | 0002:1:TROPHIC_STATE:Trophic state (Oligo/meso/eu/ | NARSTEST | 12/22/2009 10:56:32 AM
97303 | VIS:0002:2:AGR_CROPLAND | 0002:2:AGR_CROPLAND:Agricultural cropland disturb. | NARSTEST | 12/22/2009 10:56:33 AM
97308 | VIS:0002:2:AGR_FEEDLOT | 0002:2:AGR_FEEDLOT:Agricultural feedlot disturb. | NARSTEST | 12/22/2009 10:56:33 AM
97305 | VIS:0002:2:AGR_LIVESTOCK | 0002:2:AGR_LIVESTOCK:Agricultural livestock distur | NARSTEST | 12/22/2009 10:56:33 AM
97306 | VIS:0002:2:AGR_ORCHARDS | 0002:2:AGR_ORCHARDS:Agricultural orchards disturb. | NARSTEST | 12/22/2009 10:56:33 AM
97304 | VIS:0002:2:AGR_PASTURE | 0002:2:AGR_PASTURE:Agricultural pasture disturb. | NARSTEST | 12/22/2009 10:56:33 AM
97307 | VIS:0002:2:AGR_POULTRY | 0002:2:AGR_POULTRY:Agricultural poultry disturb. | NARSTEST | 12/22/2009 10:56:33 AM
97327 | VIS:0002:2:AGR_SCORE | 0002:2:AGR_SCORE:Summed Agricultural Stressor Scor | NARSTEST | 12/22/2009 10:56:33 AM
97309 | VIS:0002:2:AGR_WITHDRAWL | 0002:2:AGR_WITHDRAWL:Agricultural water withdrawl | NARSTEST | 12/22/2009 10:56:33 AM
97347 | VIS:0002:2:APPEALING | 0002:2:APPEALING:Appeal of waterbody character | NARSTEST | 12/22/2009 10:56:33 AM
97348 | VIS:0002:2:BIOTIC_INTEGRITY | 0002:2:BIOTIC_INTEGRITY:Ecological integrity (Exce | NARSTEST | 12/22/2009 10:56:33 AM
97340 | VIS:0002:2:FLIGHT_HAZARDS | 0002:2:FLIGHT_HAZARDS:Low elevation flight hazards | NARSTEST | 12/22/2009 10:56:33 AM
97338 | VIS:0002:2:HYDRO_TYPE | 0002:2:HYDRO_TYPE:Lake type (Reservoir/Drainage/Se | NARSTEST | 12/22/2009 10:56:33 AM
97317 | VIS:0002:2:IND_COMMERCIAL | 0002:2:IND_COMMERCIAL:Industrial commercial distur | NARSTEST | 12/22/2009 10:56:33 AM
97315 | VIS:0002:2:IND_FIRE | 0002:2:IND_FIRE:Industrial evidence of fire distur | NARSTEST | 12/22/2009 10:56:33 AM
97310 | VIS:0002:2:IND_INDUSTRIAL | 0002:2:IND_INDUSTRIAL:Industrial industrial plants | NARSTEST | 12/22/2009 10:56:33 AM
97314 | VIS:0002:2:IND_LOGGING | 0002:2:IND_LOGGING:Industrial logging disturb. | NARSTEST | 12/22/2009 10:56:33 AM
97311 | VIS:0002:2:IND_MINES | 0002:2:IND_MINES:Industrial mines/quarries disturb | NARSTEST | 12/22/2009 10:56:33 AM
97316 | VIS:0002:2:IND_ODORS | 0002:2:IND_ODORS:Industrial odors disturb. | NARSTEST | 12/22/2009 10:56:33 AM
97312 | VIS:0002:2:IND_OIL | 0002:2:IND_OIL:Industrial oil/gas wells disturb. | NARSTEST | 12/22/2009 10:56:33 AM
97313 | VIS:0002:2:IND_POWER | 0002:2:IND_POWER:Industrial power plant disturb. | NARSTEST | 12/22/2009 10:56:33 AM
97328 | VIS:0002:2:IND_SCORE | 0002:2:IND_SCORE:Summed Industrial Stressor Score | NARSTEST | 12/22/2009 10:56:33 AM
97345 | VIS:0002:2:MACRY_DENSITY | 0002:2:MACRY_DENSITY:Macrophyte density (Absent/Sp | NARSTEST | 12/22/2009 10:56:33 AM
97343 | VIS:0002:2:MACRY_FLOAT | 0002:2:MACRY_FLOAT:Emergent/Floating Coverage (% l | NARSTEST | 12/22/2009 10:56:33 AM
97344 | VIS:0002:2:MACRY_SUBMERGED | 0002:2:MACRY_SUBMERGED:Submergent/Floating Coverag | NARSTEST | 12/22/2009 10:56:33 AM
97320 | VIS:0002:2:MAN_ANGLING | 0002:2:MAN_ANGLING:Management angling pressure dis | NARSTEST | 12/22/2009 10:56:33 AM
97321 | VIS:0002:2:MAN_DRINKING_WATER | 0002:2:MAN_DRINKING_WATER:Management drinking wate | NARSTEST | 12/22/2009 10:56:33 AM
97324 | VIS:0002:2:MAN_FISH_STOCKING | 0002:2:MAN_FISH_STOCKING:Management fish stocking | NARSTEST | 12/22/2009 10:56:33 AM
97323 | VIS:0002:2:MAN_LEVEL_FLUCTUATIONS | 0002:2:MAN_LEVEL_FLUCTUATIONS:Management water lev | NARSTEST | 12/22/2009 10:56:33 AM
97318 | VIS:0002:2:MAN_LIMING | 0002:2:MAN_LIMING:Management liming disturb. | NARSTEST | 12/22/2009 10:56:33 AM
97322 | VIS:0002:2:MAN_MACROPHYTE | 0002:2:MAN_MACROPHYTE:Management macrophyte contro | NARSTEST | 12/22/2009 10:56:33 AM
97329 | VIS:0002:2:MAN_SCORE | 0002:2:MAN_SCORE:Summed Lake Management Stressor S | NARSTEST | 12/22/2009 10:56:33 AM
97319 | VIS:0002:2:MAN_TREATMENT | 0002:2:MAN_TREATMENT:Management drinking water tre | NARSTEST | 12/22/2009 10:56:33 AM
97341 | VIS:0002:2:MBOAT_DENSITY | 0002:2:MBOAT_DENSITY:Motor boat density (High/Low/ | NARSTEST | 12/22/2009 10:56:33 AM
97339 | VIS:0002:2:OUTLET_DAMS | 0002:2:OUTLET_DAMS:Outlet dams (None/Artificial/Na | NARSTEST | 12/22/2009 10:56:33 AM
97351 | VIS:0002:2:PHOTOGRAPHS | 0002:2:PHOTOGRAPHS:Photographs taken (Yes/No) | NARSTEST | 12/22/2009 10:56:33 AM
97346 | VIS:0002:2:PRISTINE | 0002:2:PRISTINE:Waterbody character (Pristine to H | NARSTEST | 12/22/2009 10:56:33 AM
97335 | VIS:0002:2:RCH_AGRICULTURE | 0002:2:RCH_AGRICULTURE:% of shoreline agriculture | NARSTEST | 12/22/2009 10:56:33 AM
97334 | VIS:0002:2:RCH_BARE_GROUND | 0002:2:RCH_BARE_GROUND:% of shoreline bare ground | NARSTEST | 12/22/2009 10:56:33 AM
97337 | VIS:0002:2:RCH_DEVELOPMENT | 0002:2:RCH_DEVELOPMENT:% of shoreline development | NARSTEST | 12/22/2009 10:56:33 AM
97330 | VIS:0002:2:RCH_FOREST | 0002:2:RCH_FOREST:% of shoreline forest | NARSTEST | 12/22/2009 10:56:33 AM
97331 | VIS:0002:2:RCH_GRASS | 0002:2:RCH_GRASS:% of shoreline grass | NARSTEST | 12/22/2009 10:56:33 AM
97336 | VIS:0002:2:RCH_SHOREMODS | 0002:2:RCH_SHOREMODS:% of shoreline modified (dock | NARSTEST | 12/22/2009 10:56:33 AM
97332 | VIS:0002:2:RCH_SHRUB | 0002:2:RCH_SHRUB:% of shoreline shurb | NARSTEST | 12/22/2009 10:56:33 AM
97333 | VIS:0002:2:RCH_WETLAND | 0002:2:RCH_WETLAND:% of shoreline wetland | NARSTEST | 12/22/2009 10:56:33 AM
97350 | VIS:0002:2:RECREATIONAL_VALUE | 0002:2:RECREATIONAL_VALUE:Recreational value (Exce | NARSTEST | 12/22/2009 10:56:33 AM
97302 | VIS:0002:2:REC_FILMS | 0002:2:REC_FILMS:Recreational surface films, scums | NARSTEST | 12/22/2009 10:56:33 AM
97300 | VIS:0002:2:REC_MARINAS | 0002:2:REC_MARINAS:Recreational marinas disturb. | NARSTEST | 12/22/2009 10:56:33 AM
97297 | VIS:0002:2:REC_PARKS | 0002:2:REC_PARKS:Recreational parks disturb. | NARSTEST | 12/22/2009 10:56:33 AM
97298 | VIS:0002:2:REC_PRIMITIVE | 0002:2:REC_PRIMITIVE:Recreational primitive parks, | NARSTEST | 12/22/2009 10:56:33 AM
97299 | VIS:0002:2:REC_RESORTS | 0002:2:REC_RESORTS:Recreational resorts disturb. | NARSTEST | 12/22/2009 10:56:33 AM
97326 | VIS:0002:2:REC_SCORE | 0002:2:REC_SCORE:Summed Recreational Stressor Scor | NARSTEST | 12/22/2009 10:56:33 AM
97296 | VIS:0002:2:REC_TRAILS | 0002:2:REC_TRAILS:Recreational hiking trails distu | NARSTEST | 12/22/2009 10:56:33 AM
97301 | VIS:0002:2:REC_TRASH | 0002:2:REC_TRASH:Recreational trash/litter disturb | NARSTEST | 12/22/2009 10:56:33 AM
97294 | VIS:0002:2:RES_BRIDGES | 0002:2:RES_BRIDGES:Recreational bridges/causeways | NARSTEST | 12/22/2009 10:56:33 AM
97290 | VIS:0002:2:RES_CONSTRUCTION | 0002:2:RES_CONSTRUCTION:Recreational construction | NARSTEST | 12/22/2009 10:56:33 AM
97292 | VIS:0002:2:RES_DUMPING | 0002:2:RES_DUMPING:Residential dumping disturb. | NARSTEST | 12/22/2009 10:56:33 AM
97289 | VIS:0002:2:RES_LAWNS | 0002:2:RES_LAWNS:Residential maintained lawns dist | NARSTEST | 12/22/2009 10:56:33 AM
97291 | VIS:0002:2:RES_PIPES | 0002:2:RES_PIPES:Residential pipes, drains disturb | NARSTEST | 12/22/2009 10:56:33 AM
97288 | VIS:0002:2:RES_RESIDENCES | 0002:2:RES_RESIDENCES:Residential residences distu | NARSTEST | 12/22/2009 10:56:33 AM
97293 | VIS:0002:2:RES_ROADS | 0002:2:RES_ROADS:Residential roads disturb. | NARSTEST | 12/22/2009 10:56:33 AM
97325 | VIS:0002:2:RES_SCORE | 0002:2:RES_SCORE:Summed Residential Stressor Score | NARSTEST | 12/22/2009 10:56:33 AM
97295 | VIS:0002:2:RES_SEWAGE | 0002:2:RES_SEWAGE:Residential sewage treatment dis | NARSTEST | 12/22/2009 10:56:33 AM
97342 | VIS:0002:2:SWIMMABILITY | 0002:2:SWIMMABILITY:Swimmability (Good/Fair/Not Sw | NARSTEST | 12/22/2009 10:56:33 AM
97349 | VIS:0002:2:TROPHIC_STATE | 0002:2:TROPHIC_STATE:Trophic state (Oligo/meso/eu/ | NARSTEST | 12/22/2009 10:56:33 AM
97367 | VIS:0003:1:AGR_CROPLAND | 0003:1:AGR_CROPLAND:Agricultural cropland disturb. | NARSTEST | 12/22/2009 10:56:34 AM
97372 | VIS:0003:1:AGR_FEEDLOT | 0003:1:AGR_FEEDLOT:Agricultural feedlot disturb. | NARSTEST | 12/22/2009 10:56:34 AM
97369 | VIS:0003:1:AGR_LIVESTOCK | 0003:1:AGR_LIVESTOCK:Agricultural livestock distur | NARSTEST | 12/22/2009 10:56:34 AM
97370 | VIS:0003:1:AGR_ORCHARDS | 0003:1:AGR_ORCHARDS:Agricultural orchards disturb. | NARSTEST | 12/22/2009 10:56:34 AM
97368 | VIS:0003:1:AGR_PASTURE | 0003:1:AGR_PASTURE:Agricultural pasture disturb. | NARSTEST | 12/22/2009 10:56:34 AM
97371 | VIS:0003:1:AGR_POULTRY | 0003:1:AGR_POULTRY:Agricultural poultry disturb. | NARSTEST | 12/22/2009 10:56:34 AM
97391 | VIS:0003:1:AGR_SCORE | 0003:1:AGR_SCORE:Summed Agricultural Stressor Scor | NARSTEST | 12/22/2009 10:56:34 AM
97373 | VIS:0003:1:AGR_WITHDRAWL | 0003:1:AGR_WITHDRAWL:Agricultural water withdrawl | NARSTEST | 12/22/2009 10:56:34 AM
97411 | VIS:0003:1:APPEALING | 0003:1:APPEALING:Appeal of waterbody character | NARSTEST | 12/22/2009 10:56:34 AM
97412 | VIS:0003:1:BIOTIC_INTEGRITY | 0003:1:BIOTIC_INTEGRITY:Ecological integrity (Exce | NARSTEST | 12/22/2009 10:56:34 AM
97404 | VIS:0003:1:FLIGHT_HAZARDS | 0003:1:FLIGHT_HAZARDS:Low elevation flight hazards | NARSTEST | 12/22/2009 10:56:34 AM
97402 | VIS:0003:1:HYDRO_TYPE | 0003:1:HYDRO_TYPE:Lake type (Reservoir/Drainage/Se | NARSTEST | 12/22/2009 10:56:34 AM
97381 | VIS:0003:1:IND_COMMERCIAL | 0003:1:IND_COMMERCIAL:Industrial commercial distur | NARSTEST | 12/22/2009 10:56:34 AM
97379 | VIS:0003:1:IND_FIRE | 0003:1:IND_FIRE:Industrial evidence of fire distur | NARSTEST | 12/22/2009 10:56:34 AM
97374 | VIS:0003:1:IND_INDUSTRIAL | 0003:1:IND_INDUSTRIAL:Industrial industrial plants | NARSTEST | 12/22/2009 10:56:34 AM
97378 | VIS:0003:1:IND_LOGGING | 0003:1:IND_LOGGING:Industrial logging disturb. | NARSTEST | 12/22/2009 10:56:34 AM
97375 | VIS:0003:1:IND_MINES | 0003:1:IND_MINES:Industrial mines/quarries disturb | NARSTEST | 12/22/2009 10:56:34 AM
97380 | VIS:0003:1:IND_ODORS | 0003:1:IND_ODORS:Industrial odors disturb. | NARSTEST | 12/22/2009 10:56:34 AM
97376 | VIS:0003:1:IND_OIL | 0003:1:IND_OIL:Industrial oil/gas wells disturb. | NARSTEST | 12/22/2009 10:56:34 AM
97377 | VIS:0003:1:IND_POWER | 0003:1:IND_POWER:Industrial power plant disturb. | NARSTEST | 12/22/2009 10:56:34 AM
97392 | VIS:0003:1:IND_SCORE | 0003:1:IND_SCORE:Summed Industrial Stressor Score | NARSTEST | 12/22/2009 10:56:34 AM
97409 | VIS:0003:1:MACRY_DENSITY | 0003:1:MACRY_DENSITY:Macrophyte density (Absent/Sp | NARSTEST | 12/22/2009 10:56:34 AM
97407 | VIS:0003:1:MACRY_FLOAT | 0003:1:MACRY_FLOAT:Emergent/Floating Coverage (% l | NARSTEST | 12/22/2009 10:56:34 AM
97408 | VIS:0003:1:MACRY_SUBMERGED | 0003:1:MACRY_SUBMERGED:Submergent/Floating Coverag | NARSTEST | 12/22/2009 10:56:34 AM
97384 | VIS:0003:1:MAN_ANGLING | 0003:1:MAN_ANGLING:Management angling pressure dis | NARSTEST | 12/22/2009 10:56:34 AM
97385 | VIS:0003:1:MAN_DRINKING_WATER | 0003:1:MAN_DRINKING_WATER:Management drinking wate | NARSTEST | 12/22/2009 10:56:34 AM
97388 | VIS:0003:1:MAN_FISH_STOCKING | 0003:1:MAN_FISH_STOCKING:Management fish stocking | NARSTEST | 12/22/2009 10:56:34 AM
97387 | VIS:0003:1:MAN_LEVEL_FLUCTUATIONS | 0003:1:MAN_LEVEL_FLUCTUATIONS:Management water lev | NARSTEST | 12/22/2009 10:56:34 AM
97382 | VIS:0003:1:MAN_LIMING | 0003:1:MAN_LIMING:Management liming disturb. | NARSTEST | 12/22/2009 10:56:34 AM
97386 | VIS:0003:1:MAN_MACROPHYTE | 0003:1:MAN_MACROPHYTE:Management macrophyte contro | NARSTEST | 12/22/2009 10:56:34 AM
97393 | VIS:0003:1:MAN_SCORE | 0003:1:MAN_SCORE:Summed Lake Management Stressor S | NARSTEST | 12/22/2009 10:56:34 AM
97383 | VIS:0003:1:MAN_TREATMENT | 0003:1:MAN_TREATMENT:Management drinking water tre | NARSTEST | 12/22/2009 10:56:34 AM
97405 | VIS:0003:1:MBOAT_DENSITY | 0003:1:MBOAT_DENSITY:Motor boat density (High/Low/ | NARSTEST | 12/22/2009 10:56:34 AM
97403 | VIS:0003:1:OUTLET_DAMS | 0003:1:OUTLET_DAMS:Outlet dams (None/Artificial/Na | NARSTEST | 12/22/2009 10:56:34 AM
97415 | VIS:0003:1:PHOTOGRAPHS | 0003:1:PHOTOGRAPHS:Photographs taken (Yes/No) | NARSTEST | 12/22/2009 10:56:34 AM
97410 | VIS:0003:1:PRISTINE | 0003:1:PRISTINE:Waterbody character (Pristine to H | NARSTEST | 12/22/2009 10:56:34 AM
97399 | VIS:0003:1:RCH_AGRICULTURE | 0003:1:RCH_AGRICULTURE:% of shoreline agriculture | NARSTEST | 12/22/2009 10:56:34 AM
97398 | VIS:0003:1:RCH_BARE_GROUND | 0003:1:RCH_BARE_GROUND:% of shoreline bare ground | NARSTEST | 12/22/2009 10:56:34 AM
97401 | VIS:0003:1:RCH_DEVELOPMENT | 0003:1:RCH_DEVELOPMENT:% of shoreline development | NARSTEST | 12/22/2009 10:56:34 AM
97394 | VIS:0003:1:RCH_FOREST | 0003:1:RCH_FOREST:% of shoreline forest | NARSTEST | 12/22/2009 10:56:34 AM
97395 | VIS:0003:1:RCH_GRASS | 0003:1:RCH_GRASS:% of shoreline grass | NARSTEST | 12/22/2009 10:56:34 AM
97400 | VIS:0003:1:RCH_SHOREMODS | 0003:1:RCH_SHOREMODS:% of shoreline modified (dock | NARSTEST | 12/22/2009 10:56:34 AM
97396 | VIS:0003:1:RCH_SHRUB | 0003:1:RCH_SHRUB:% of shoreline shurb | NARSTEST | 12/22/2009 10:56:34 AM
97397 | VIS:0003:1:RCH_WETLAND | 0003:1:RCH_WETLAND:% of shoreline wetland | NARSTEST | 12/22/2009 10:56:34 AM
97414 | VIS:0003:1:RECREATIONAL_VALUE | 0003:1:RECREATIONAL_VALUE:Recreational value (Exce | NARSTEST | 12/22/2009 10:56:34 AM
97366 | VIS:0003:1:REC_FILMS | 0003:1:REC_FILMS:Recreational surface films, scums | NARSTEST | 12/22/2009 10:56:34 AM
97364 | VIS:0003:1:REC_MARINAS | 0003:1:REC_MARINAS:Recreational marinas disturb. | NARSTEST | 12/22/2009 10:56:34 AM
97361 | VIS:0003:1:REC_PARKS | 0003:1:REC_PARKS:Recreational parks disturb. | NARSTEST | 12/22/2009 10:56:34 AM
97362 | VIS:0003:1:REC_PRIMITIVE | 0003:1:REC_PRIMITIVE:Recreational primitive parks, | NARSTEST | 12/22/2009 10:56:34 AM
97363 | VIS:0003:1:REC_RESORTS | 0003:1:REC_RESORTS:Recreational resorts disturb. | NARSTEST | 12/22/2009 10:56:34 AM
97390 | VIS:0003:1:REC_SCORE | 0003:1:REC_SCORE:Summed Recreational Stressor Scor | NARSTEST | 12/22/2009 10:56:34 AM
97360 | VIS:0003:1:REC_TRAILS | 0003:1:REC_TRAILS:Recreational hiking trails distu | NARSTEST | 12/22/2009 10:56:34 AM
97365 | VIS:0003:1:REC_TRASH | 0003:1:REC_TRASH:Recreational trash/litter disturb | NARSTEST | 12/22/2009 10:56:34 AM
97358 | VIS:0003:1:RES_BRIDGES | 0003:1:RES_BRIDGES:Recreational bridges/causeways | NARSTEST | 12/22/2009 10:56:34 AM
97354 | VIS:0003:1:RES_CONSTRUCTION | 0003:1:RES_CONSTRUCTION:Recreational construction | NARSTEST | 12/22/2009 10:56:34 AM
97356 | VIS:0003:1:RES_DUMPING | 0003:1:RES_DUMPING:Residential dumping disturb. | NARSTEST | 12/22/2009 10:56:34 AM
97353 | VIS:0003:1:RES_LAWNS | 0003:1:RES_LAWNS:Residential maintained lawns dist | NARSTEST | 12/22/2009 10:56:34 AM
97355 | VIS:0003:1:RES_PIPES | 0003:1:RES_PIPES:Residential pipes, drains disturb | NARSTEST | 12/22/2009 10:56:34 AM
97352 | VIS:0003:1:RES_RESIDENCES | 0003:1:RES_RESIDENCES:Residential residences distu | NARSTEST | 12/22/2009 10:56:34 AM
97357 | VIS:0003:1:RES_ROADS | 0003:1:RES_ROADS:Residential roads disturb. | NARSTEST | 12/22/2009 10:56:34 AM
97389 | VIS:0003:1:RES_SCORE | 0003:1:RES_SCORE:Summed Residential Stressor Score | NARSTEST | 12/22/2009 10:56:34 AM
97359 | VIS:0003:1:RES_SEWAGE | 0003:1:RES_SEWAGE:Residential sewage treatment dis | NARSTEST | 12/22/2009 10:56:34 AM
97406 | VIS:0003:1:SWIMMABILITY | 0003:1:SWIMMABILITY:Swimmability (Good/Fair/Not Sw | NARSTEST | 12/22/2009 10:56:34 AM
97413 | VIS:0003:1:TROPHIC_STATE | 0003:1:TROPHIC_STATE:Trophic state (Oligo/meso/eu/ | NARSTEST | 12/22/2009 10:56:34 AM
97431 | VIS:0003:2:AGR_CROPLAND | 0003:2:AGR_CROPLAND:Agricultural cropland disturb. | NARSTEST | 12/22/2009 10:56:35 AM
97436 | VIS:0003:2:AGR_FEEDLOT | 0003:2:AGR_FEEDLOT:Agricultural feedlot disturb. | NARSTEST | 12/22/2009 10:56:35 AM
97433 | VIS:0003:2:AGR_LIVESTOCK | 0003:2:AGR_LIVESTOCK:Agricultural livestock distur | NARSTEST | 12/22/2009 10:56:35 AM
97434 | VIS:0003:2:AGR_ORCHARDS | 0003:2:AGR_ORCHARDS:Agricultural orchards disturb. | NARSTEST | 12/22/2009 10:56:35 AM
97432 | VIS:0003:2:AGR_PASTURE | 0003:2:AGR_PASTURE:Agricultural pasture disturb. | NARSTEST | 12/22/2009 10:56:35 AM
97435 | VIS:0003:2:AGR_POULTRY | 0003:2:AGR_POULTRY:Agricultural poultry disturb. | NARSTEST | 12/22/2009 10:56:35 AM
97455 | VIS:0003:2:AGR_SCORE | 0003:2:AGR_SCORE:Summed Agricultural Stressor Scor | NARSTEST | 12/22/2009 10:56:35 AM
97437 | VIS:0003:2:AGR_WITHDRAWL | 0003:2:AGR_WITHDRAWL:Agricultural water withdrawl | NARSTEST | 12/22/2009 10:56:35 AM
97475 | VIS:0003:2:APPEALING | 0003:2:APPEALING:Appeal of waterbody character | NARSTEST | 12/22/2009 10:56:35 AM
97476 | VIS:0003:2:BIOTIC_INTEGRITY | 0003:2:BIOTIC_INTEGRITY:Ecological integrity (Exce | NARSTEST | 12/22/2009 10:56:35 AM
97468 | VIS:0003:2:FLIGHT_HAZARDS | 0003:2:FLIGHT_HAZARDS:Low elevation flight hazards | NARSTEST | 12/22/2009 10:56:35 AM
97466 | VIS:0003:2:HYDRO_TYPE | 0003:2:HYDRO_TYPE:Lake type (Reservoir/Drainage/Se | NARSTEST | 12/22/2009 10:56:35 AM
97445 | VIS:0003:2:IND_COMMERCIAL | 0003:2:IND_COMMERCIAL:Industrial commercial distur | NARSTEST | 12/22/2009 10:56:35 AM
97443 | VIS:0003:2:IND_FIRE | 0003:2:IND_FIRE:Industrial evidence of fire distur | NARSTEST | 12/22/2009 10:56:35 AM
97438 | VIS:0003:2:IND_INDUSTRIAL | 0003:2:IND_INDUSTRIAL:Industrial industrial plants | NARSTEST | 12/22/2009 10:56:35 AM
97442 | VIS:0003:2:IND_LOGGING | 0003:2:IND_LOGGING:Industrial logging disturb. | NARSTEST | 12/22/2009 10:56:35 AM
97439 | VIS:0003:2:IND_MINES | 0003:2:IND_MINES:Industrial mines/quarries disturb | NARSTEST | 12/22/2009 10:56:35 AM
97444 | VIS:0003:2:IND_ODORS | 0003:2:IND_ODORS:Industrial odors disturb. | NARSTEST | 12/22/2009 10:56:35 AM
97440 | VIS:0003:2:IND_OIL | 0003:2:IND_OIL:Industrial oil/gas wells disturb. | NARSTEST | 12/22/2009 10:56:35 AM
97441 | VIS:0003:2:IND_POWER | 0003:2:IND_POWER:Industrial power plant disturb. | NARSTEST | 12/22/2009 10:56:35 AM
97456 | VIS:0003:2:IND_SCORE | 0003:2:IND_SCORE:Summed Industrial Stressor Score | NARSTEST | 12/22/2009 10:56:35 AM
97473 | VIS:0003:2:MACRY_DENSITY | 0003:2:MACRY_DENSITY:Macrophyte density (Absent/Sp | NARSTEST | 12/22/2009 10:56:35 AM
97471 | VIS:0003:2:MACRY_FLOAT | 0003:2:MACRY_FLOAT:Emergent/Floating Coverage (% l | NARSTEST | 12/22/2009 10:56:35 AM
97472 | VIS:0003:2:MACRY_SUBMERGED | 0003:2:MACRY_SUBMERGED:Submergent/Floating Coverag | NARSTEST | 12/22/2009 10:56:35 AM
97448 | VIS:0003:2:MAN_ANGLING | 0003:2:MAN_ANGLING:Management angling pressure dis | NARSTEST | 12/22/2009 10:56:35 AM
97449 | VIS:0003:2:MAN_DRINKING_WATER | 0003:2:MAN_DRINKING_WATER:Management drinking wate | NARSTEST | 12/22/2009 10:56:35 AM
97452 | VIS:0003:2:MAN_FISH_STOCKING | 0003:2:MAN_FISH_STOCKING:Management fish stocking | NARSTEST | 12/22/2009 10:56:35 AM
97451 | VIS:0003:2:MAN_LEVEL_FLUCTUATIONS | 0003:2:MAN_LEVEL_FLUCTUATIONS:Management water lev | NARSTEST | 12/22/2009 10:56:35 AM
97446 | VIS:0003:2:MAN_LIMING | 0003:2:MAN_LIMING:Management liming disturb. | NARSTEST | 12/22/2009 10:56:35 AM
97450 | VIS:0003:2:MAN_MACROPHYTE | 0003:2:MAN_MACROPHYTE:Management macrophyte contro | NARSTEST | 12/22/2009 10:56:35 AM
97457 | VIS:0003:2:MAN_SCORE | 0003:2:MAN_SCORE:Summed Lake Management Stressor S | NARSTEST | 12/22/2009 10:56:35 AM
97447 | VIS:0003:2:MAN_TREATMENT | 0003:2:MAN_TREATMENT:Management drinking water tre | NARSTEST | 12/22/2009 10:56:35 AM
97469 | VIS:0003:2:MBOAT_DENSITY | 0003:2:MBOAT_DENSITY:Motor boat density (High/Low/ | NARSTEST | 12/22/2009 10:56:35 AM
97467 | VIS:0003:2:OUTLET_DAMS | 0003:2:OUTLET_DAMS:Outlet dams (None/Artificial/Na | NARSTEST | 12/22/2009 10:56:35 AM
97479 | VIS:0003:2:PHOTOGRAPHS | 0003:2:PHOTOGRAPHS:Photographs taken (Yes/No) | NARSTEST | 12/22/2009 10:56:36 AM
97474 | VIS:0003:2:PRISTINE | 0003:2:PRISTINE:Waterbody character (Pristine to H | NARSTEST | 12/22/2009 10:56:35 AM
97463 | VIS:0003:2:RCH_AGRICULTURE | 0003:2:RCH_AGRICULTURE:% of shoreline agriculture | NARSTEST | 12/22/2009 10:56:35 AM
97462 | VIS:0003:2:RCH_BARE_GROUND | 0003:2:RCH_BARE_GROUND:% of shoreline bare ground | NARSTEST | 12/22/2009 10:56:35 AM
97465 | VIS:0003:2:RCH_DEVELOPMENT | 0003:2:RCH_DEVELOPMENT:% of shoreline development | NARSTEST | 12/22/2009 10:56:35 AM
97458 | VIS:0003:2:RCH_FOREST | 0003:2:RCH_FOREST:% of shoreline forest | NARSTEST | 12/22/2009 10:56:35 AM
97459 | VIS:0003:2:RCH_GRASS | 0003:2:RCH_GRASS:% of shoreline grass | NARSTEST | 12/22/2009 10:56:35 AM
97464 | VIS:0003:2:RCH_SHOREMODS | 0003:2:RCH_SHOREMODS:% of shoreline modified (dock | NARSTEST | 12/22/2009 10:56:35 AM
97460 | VIS:0003:2:RCH_SHRUB | 0003:2:RCH_SHRUB:% of shoreline shurb | NARSTEST | 12/22/2009 10:56:35 AM
97461 | VIS:0003:2:RCH_WETLAND | 0003:2:RCH_WETLAND:% of shoreline wetland | NARSTEST | 12/22/2009 10:56:35 AM
97478 | VIS:0003:2:RECREATIONAL_VALUE | 0003:2:RECREATIONAL_VALUE:Recreational value (Exce | NARSTEST | 12/22/2009 10:56:36 AM
97430 | VIS:0003:2:REC_FILMS | 0003:2:REC_FILMS:Recreational surface films, scums | NARSTEST | 12/22/2009 10:56:35 AM
97428 | VIS:0003:2:REC_MARINAS | 0003:2:REC_MARINAS:Recreational marinas disturb. | NARSTEST | 12/22/2009 10:56:35 AM
97425 | VIS:0003:2:REC_PARKS | 0003:2:REC_PARKS:Recreational parks disturb. | NARSTEST | 12/22/2009 10:56:35 AM
97426 | VIS:0003:2:REC_PRIMITIVE | 0003:2:REC_PRIMITIVE:Recreational primitive parks, | NARSTEST | 12/22/2009 10:56:35 AM
97427 | VIS:0003:2:REC_RESORTS | 0003:2:REC_RESORTS:Recreational resorts disturb. | NARSTEST | 12/22/2009 10:56:35 AM
97454 | VIS:0003:2:REC_SCORE | 0003:2:REC_SCORE:Summed Recreational Stressor Scor | NARSTEST | 12/22/2009 10:56:35 AM
97424 | VIS:0003:2:REC_TRAILS | 0003:2:REC_TRAILS:Recreational hiking trails distu | NARSTEST | 12/22/2009 10:56:35 AM
97429 | VIS:0003:2:REC_TRASH | 0003:2:REC_TRASH:Recreational trash/litter disturb | NARSTEST | 12/22/2009 10:56:35 AM
97422 | VIS:0003:2:RES_BRIDGES | 0003:2:RES_BRIDGES:Recreational bridges/causeways | NARSTEST | 12/22/2009 10:56:35 AM
97418 | VIS:0003:2:RES_CONSTRUCTION | 0003:2:RES_CONSTRUCTION:Recreational construction | NARSTEST | 12/22/2009 10:56:35 AM
97420 | VIS:0003:2:RES_DUMPING | 0003:2:RES_DUMPING:Residential dumping disturb. | NARSTEST | 12/22/2009 10:56:35 AM
97417 | VIS:0003:2:RES_LAWNS | 0003:2:RES_LAWNS:Residential maintained lawns dist | NARSTEST | 12/22/2009 10:56:35 AM
97419 | VIS:0003:2:RES_PIPES | 0003:2:RES_PIPES:Residential pipes, drains disturb | NARSTEST | 12/22/2009 10:56:35 AM
97416 | VIS:0003:2:RES_RESIDENCES | 0003:2:RES_RESIDENCES:Residential residences distu | NARSTEST | 12/22/2009 10:56:35 AM
97421 | VIS:0003:2:RES_ROADS | 0003:2:RES_ROADS:Residential roads disturb. | NARSTEST | 12/22/2009 10:56:35 AM
97453 | VIS:0003:2:RES_SCORE | 0003:2:RES_SCORE:Summed Residential Stressor Score | NARSTEST | 12/22/2009 10:56:35 AM
97423 | VIS:0003:2:RES_SEWAGE | 0003:2:RES_SEWAGE:Residential sewage treatment dis | NARSTEST | 12/22/2009 10:56:35 AM
97470 | VIS:0003:2:SWIMMABILITY | 0003:2:SWIMMABILITY:Swimmability (Good/Fair/Not Sw | NARSTEST | 12/22/2009 10:56:35 AM
97477 | VIS:0003:2:TROPHIC_STATE | 0003:2:TROPHIC_STATE:Trophic state (Oligo/meso/eu/ | NARSTEST | 12/22/2009 10:56:36 AM
293425 | VPMI_002 | Number of Insect taxa | NJDEP_BFBM | 5/15/2017 11:53:21 AM
317274 | W1H_CROP | Near Channel Human Dist : Row Crops (distance-wtd | NARSTEST | 11/25/2013 12:40:37 PM | EPA/841/D-13/001
322539 | W1H_CROP | Near Channel Human Dist : Row Crops (distance-wtd | NARS_WQX | 7/15/2014 9:44:32 PM | EPA/841/D-13/001
322523 | W1H_WALL | Near Channel Human Dist : Walls/dikes/revetments(d | NARS_WQX | 7/15/2014 9:42:55 PM | EPA/841/D-13/001
317255 | W1H_WALL | Near Channel Human Dist : Walls/dikes/revetments(d | NARSTEST | 11/25/2013 12:39:47 PM | EPA/841/D-13/001
317262 | W1_HAG | Human Agricultural Influence Index(distance-wtd ta | NARSTEST | 11/25/2013 12:40:02 PM | EPA/841/D-13/001
322530 | W1_HAG | Human Agricultural Influence Index(distance-wtd ta | NARS_WQX | 7/15/2014 9:43:30 PM | EPA/841/D-13/001
322527 | W1_HALL | Human Disturbance Index(distance-wtd tally of type | NARS_WQX | 7/15/2014 9:42:55 PM | EPA/841/D-13/001
317259 | W1_HALL | Human Disturbance Index(distance-wtd tally of type | NARSTEST | 11/25/2013 12:39:47 PM | EPA/841/D-13/001
317260 | W1_HNOAG | Human Non-Agricultural Disturbance Index (distance | NARSTEST | 11/25/2013 12:39:47 PM | EPA/841/D-13/001
322528 | W1_HNOAG | Human Non-Agricultural Disturbance Index (distance | NARS_WQX | 7/15/2014 9:42:55 PM | EPA/841/D-13/001
293898 | WALL | Presence of wall/dam/other (O,P,C,B) | NARS_WQX | 3/28/2012 1:00:09 AM | EPA/620/R-99/003; http://www.epa.gov/emap2/html/pubs/docs/groupdocs/surfwatr/field/phyhab.html
293392 | WALL | Presence of wall/dam/other (O,P,C,B) | NARSTEST | 2/23/2012 6:42:01 PM | EPA/620/R-99/003; http://www.epa.gov/emap2/html/pubs/docs/groupdocs/surfwatr/field/phyhab.html
293481 | Water Velocity | Water Velocity | 21FLPOLK_WQX | 12/20/2012 2:11:48 PM
293514 | Water Velocity | Water Velocity | 21FLWQA_WQX | 12/13/2017 2:50:52 PM
294245 | Water Velocity | Water Velocity | 21FLFTM_WQX | 12/11/2017 3:11:38 PM
294256 | Water Velocity | Water Velocity | 21FLGW_WQX | 12/18/2017 9:37:54 AM
294300 | Water Velocity | Water Velocity | 21FLA_WQX | 12/6/2018 2:58:43 PM
293580 | Water Velocity | Water Velocity | 21FLWPB_WQX | 12/18/2017 9:04:07 AM
294267 | Water Velocity | Water Velocity | 21FLWQSP_WQX | 12/11/2017 1:41:13 PM
294234 | Water Velocity | Water Velocity | 21FLTPA_WQX | 12/11/2017 2:44:28 PM
293525 | Water Velocity | Water Velocity | 21FLLEON_WQX | 12/20/2012 8:49:51 AM
294278 | Water Velocity | Water Velocity | 21FLPNS_WQX | 12/11/2017 3:54:50 PM
294289 | Water Velocity | Water Velocity | 21FLCEN_WQX | 12/7/2017 9:52:27 AM
293459 | Water Velocity | Water Velocity | 21FLBFA_WQX | 12/19/2012 4:01:34 PM
293536 | Water Velocity | Water Velocity | 21FLSWFD_WQX | 12/13/2016 4:45:28 PM
293503 | Water Velocity | Water Velocity | 21FLSUW_WQX | 12/20/2012 3:20:40 PM
293448 | Water Velocity | Water Velocity | 21FLBRA_WQX | 12/19/2012 4:25:34 PM
293470 | Water Velocity | Water Velocity | 21FLNWFD_WQX | 3/26/2014 3:27:41 PM
293492 | Water Velocity | Water Velocity | 21FLSJWM_WQX | 12/20/2012 2:56:49 PM
322567 | WaterColor | Water Color | NARSTEST | 9/23/2014 9:41:10 PM | EPA/620/R-01/003
323275 | WaterColor | Water Color | NARS_WQX | 11/4/2014 7:12:09 AM | EPA/620/R-01/003
322545 | water_depth_feet | Water Depth in Feet | BETA_OCMA | 11/17/2014 12:55:07 PM
293633 | WATER_ODOR | Water Odor | SBWA | 2/7/2012 1:09:51 PM
293622 | WATER_ODOR | Water Odor | NJDEPVMG | 2/7/2012 1:08:56 PM
293437 | WATER_ODOR | Water Odor | SBMWA | 12/4/2012 12:17:01 PM
293660 | WATER_ODOR | Water Odor | MRWA | 2/8/2012 10:47:04 AM
293603 | WATER_ODOR | Water Odor | GSWA | 2/8/2012 10:51:35 AM
293636 | WATER_ODOR | Water Odor | URWA | 2/7/2012 1:10:15 PM
322671 | WeatherCode | Weather Observation | NARSTEST | 9/25/2014 1:05:34 PM | EPA/620/R-01/003
323262 | WeatherCode | Weather Observation | NARS_WQX | 11/4/2014 1:41:41 AM | EPA/620/R-01/003
293740 | WETLDLL | Count of wet large dia long length lwd | NARSTEST | 2/23/2012 6:31:39 PM | EPA/620/R-99/003; http://www.epa.gov/emap2/html/pubs/docs/groupdocs/surfwatr/field/phyhab.html
293851 | WETLDLL | Count of wet large dia long length lwd | NARS_WQX | 3/27/2012 5:04:33 PM | EPA/620/R-99/003; http://www.epa.gov/emap2/html/pubs/docs/groupdocs/surfwatr/field/phyhab.html
293747 | WETLDML | Count of wet large dia med. length lwd | NARSTEST | 2/23/2012 6:31:43 PM | EPA/620/R-99/003; http://www.epa.gov/emap2/html/pubs/docs/groupdocs/surfwatr/field/phyhab.html
293858 | WETLDML | Count of wet large dia med. length lwd | NARS_WQX | 3/27/2012 5:04:35 PM | EPA/620/R-99/003; http://www.epa.gov/emap2/html/pubs/docs/groupdocs/surfwatr/field/phyhab.html
293857 | WETLDSL | Count of wet large dia short length lwd | NARS_WQX | 3/27/2012 5:04:34 PM | EPA/620/R-99/003; http://www.epa.gov/emap2/html/pubs/docs/groupdocs/surfwatr/field/phyhab.html
293746 | WETLDSL | Count of wet large dia short length lwd | NARSTEST | 2/23/2012 6:31:42 PM | EPA/620/R-99/003; http://www.epa.gov/emap2/html/pubs/docs/groupdocs/surfwatr/field/phyhab.html
293742 | WETMDLL | Count of wet med. dia long length lwd | NARSTEST | 2/23/2012 6:31:41 PM | EPA/620/R-99/003; http://www.epa.gov/emap2/html/pubs/docs/groupdocs/surfwatr/field/phyhab.html
293853 | WETMDLL | Count of wet med. dia long length lwd | NARS_WQX | 3/27/2012 5:04:33 PM | EPA/620/R-99/003; http://www.epa.gov/emap2/html/pubs/docs/groupdocs/surfwatr/field/phyhab.html
293848 | WETMDML | Count of wet med. dia med. length lwd | NARS_WQX | 3/27/2012 5:04:32 PM | EPA/620/R-99/003; http://www.epa.gov/emap2/html/pubs/docs/groupdocs/surfwatr/field/phyhab.html
293737 | WETMDML | Count of wet med. dia med. length lwd | NARSTEST | 2/23/2012 6:31:39 PM | EPA/620/R-99/003; http://www.epa.gov/emap2/html/pubs/docs/groupdocs/surfwatr/field/phyhab.html
293849 | WETMDSL | Count of wet med. dia short length lwd | NARS_WQX | 3/27/2012 5:04:32 PM | EPA/620/R-99/003; http://www.epa.gov/emap2/html/pubs/docs/groupdocs/surfwatr/field/phyhab.html
293738 | WETMDSL | Count of wet med. dia short length lwd | NARSTEST | 2/23/2012 6:31:39 PM | EPA/620/R-99/003; http://www.epa.gov/emap2/html/pubs/docs/groupdocs/surfwatr/field/phyhab.html
293749 | WETSDLL | Count of wet small dia long length lwd | NARSTEST | 2/23/2012 6:31:43 PM | EPA/620/R-99/003; http://www.epa.gov/emap2/html/pubs/docs/groupdocs/surfwatr/field/phyhab.html
293860 | WETSDLL | Count of wet small dia long length lwd | NARS_WQX | 3/27/2012 5:04:36 PM | EPA/620/R-99/003; http://www.epa.gov/emap2/html/pubs/docs/groupdocs/surfwatr/field/phyhab.html
293735 | WETSDML | Count of wet small dia med. length lwd | NARSTEST | 2/23/2012 6:31:38 PM | EPA/620/R-99/003; http://www.epa.gov/emap2/html/pubs/docs/groupdocs/surfwatr/field/phyhab.html
293846 | WETSDML | Count of wet small dia med. length lwd | NARS_WQX | 3/27/2012 5:04:31 PM | EPA/620/R-99/003; http://www.epa.gov/emap2/html/pubs/docs/groupdocs/surfwatr/field/phyhab.html
293736 | WETSDSL | Count of wet small dia short length lwd | NARSTEST | 2/23/2012 6:31:39 PM | EPA/620/R-99/003; http://www.epa.gov/emap2/html/pubs/docs/groupdocs/surfwatr/field/phyhab.html
293847 | WETSDSL | Count of wet small dia short length lwd | NARS_WQX | 3/27/2012 5:04:31 PM | EPA/620/R-99/003; http://www.epa.gov/emap2/html/pubs/docs/groupdocs/surfwatr/field/phyhab.html
293743 | WETXDLL | Count of wet xlarge dia long length lwd | NARSTEST | 2/23/2012 6:31:41 PM | EPA/620/R-99/003; http://www.epa.gov/emap2/html/pubs/docs/groupdocs/surfwatr/field/phyhab.html
293854 | WETXDLL | Count of wet xlarge dia long length lwd | NARS_WQX | 3/27/2012 5:04:33 PM | EPA/620/R-99/003; http://www.epa.gov/emap2/html/pubs/docs/groupdocs/surfwatr/field/phyhab.html
293758 | WETXDML | Count of wet xlarge dia med length lwd | NARSTEST | 2/23/2012 6:32:09 PM | EPA/620/R-99/003; http://www.epa.gov/emap2/html/pubs/docs/groupdocs/surfwatr/field/phyhab.html
293869 | WETXDML | Count of wet xlarge dia med length lwd | NARS_WQX | 3/27/2012 5:04:59 PM | EPA/620/R-99/003; http://www.epa.gov/emap2/html/pubs/docs/groupdocs/surfwatr/field/phyhab.html
293866 | WETXDSL | Count of wet xlarge dia shrt length lwd | NARS_WQX | 3/27/2012 5:04:46 PM | EPA/620/R-99/003; http://www.epa.gov/emap2/html/pubs/docs/groupdocs/surfwatr/field/phyhab.html
293755 | WETXDSL | Count of wet xlarge dia shrt length lwd | NARSTEST | 2/23/2012 6:31:54 PM | EPA/620/R-99/003; http://www.epa.gov/emap2/html/pubs/docs/groupdocs/surfwatr/field/phyhab.html
323267 | WindDirection | Wind direction (direction from, cardinal) | NARS_WQX | 11/4/2014 1:41:43 AM | EPA/620/R-01/003
322675 | WindDirection | Wind direction (direction from, cardinal) | NARSTEST | 9/25/2014 1:05:37 PM | EPA/620/R-01/003
323268 | WindSpeed | Wind velocity | NARS_WQX | 11/4/2014 1:53:19 AM | EPA/620/R-01/003
322676 | WindSpeed | Wind velocity | NARSTEST | 9/25/2014 1:22:34 PM | EPA/620/R-01/003
293903 | WOOD | understory (0.5-5m) cover by woody veg | NARS_WQX | 3/28/2012 1:00:09 AM | EPA/620/R-99/003; http://www.epa.gov/emap2/html/pubs/docs/groupdocs/surfwatr/field/phyhab.html
293397 | WOOD | understory (0.5-5m) cover by woody veg | NARSTEST | 2/23/2012 6:42:01 PM | EPA/620/R-99/003; http://www.epa.gov/emap2/html/pubs/docs/groupdocs/surfwatr/field/phyhab.html
293844 | WOODY | Cover class for woody debris >0.3 m | NARS_WQX | 3/27/2012 4:49:23 PM | EPA/620/R-99/003; http://www.epa.gov/emap2/html/pubs/docs/groupdocs/surfwatr/field/phyhab.html |  | 0-4
293807 | WOODY | Cover class for woody debris >0.3 m | NARSTEST | 2/24/2012 2:24:12 AM | EPA/620/R-99/003; http://www.epa.gov/emap2/html/pubs/docs/groupdocs/surfwatr/field/phyhab.html |  | 0-4
293689 | WOOD_DEB_AMT | Woody Debris-Amount | GSWA | 2/8/2012 10:51:48 AM
293651 | WOOD_DEB_AMT | Woody Debris-Amount | URWA | 2/7/2012 1:10:15 PM
293652 | WOOD_DEB_TYPE | Woody Debris-Type | URWA | 2/7/2012 1:10:15 PM
293690 | WOOD_DEB_TYPE | Woody Debris-Type | GSWA | 2/8/2012 10:51:48 AM
322783 | WTD_TV | HBI, or sum of TV_i*prop_i, with proportions based | NARS_WQX | 7/16/2014 10:22:52 AM | EPA/841/D-13/001
295866 | WTD_TV | HBI, or sum of TV_i*prop_i, with proportions based | NARSTEST | 10/27/2014 6:35:11 PM | EPA/841/D-13/001
323269 | WtEstimate | Weight Estimate | NARS_WQX | 11/4/2014 1:57:05 AM | EPA/620/R-01/003
322677 | WtEstimate | Weight Estimate | NARSTEST | 9/22/2014 11:16:29 AM | EPA/620/R-01/003
164348 | WT_WID | Wetted width | NARSTEST | 9/23/2010 5:33:30 PM
164361 | WT_WID_F | Wetted width flag | NARSTEST | 9/23/2010 5:33:30 PM
317223 | XBKF_H | Mean Bankfull Height above wetted channel (m) | NARSTEST | 11/25/2013 12:39:36 PM | EPA/841/D-13/001
322491 | XBKF_H | Mean Bankfull Height above wetted channel (m) | NARS_WQX | 7/15/2014 9:42:33 PM | EPA/841/D-13/001
322516 | XBKF_W | Mean Bankfull Width (m) | NARS_WQX | 7/15/2014 9:42:33 PM | EPA/841/D-13/001
317248 | XBKF_W | Mean Bankfull Width (m) | NARSTEST | 11/25/2013 12:39:36 PM | EPA/841/D-13/001
322486 | XC | Canopy Mean Areal Cover proportion | NARS_WQX | 7/15/2014 9:42:33 PM | EPA/841/D-13/001
317218 | XC | Canopy Mean Areal Cover proportion | NARSTEST | 11/25/2013 12:39:36 PM | EPA/841/D-13/001
317246 | XCDENBK | Canopy Density at bank (mean percent) | NARSTEST | 11/25/2013 12:39:36 PM | EPA/841/D-13/001
322514 | XCDENBK | Canopy Density at bank (mean percent) | NARS_WQX | 7/15/2014 9:42:33 PM | EPA/841/D-13/001
317209 | XCDENMID | Canopy Density at mid-channel (mean percent) | NARSTEST | 11/25/2013 12:39:35 PM | EPA/841/D-13/001
322477 | XCDENMID | Canopy Density at mid-channel (mean percent) | NARS_WQX | 7/15/2014 9:42:32 PM | EPA/841/D-13/001
317232 | XCL | Large diameter (Dbh>0.3m) Tree Canopy Areal Cover | NARSTEST | 11/25/2013 12:39:36 PM | EPA/841/D-13/001
322500 | XCL | Large diameter (Dbh>0.3m) Tree Canopy Areal Cover | NARS_WQX | 7/15/2014 9:42:33 PM | EPA/841/D-13/001
317238 | XCMG | Sum of Canopy+Mid+Ground layer areal cover proport | NARSTEST | 11/25/2013 12:39:36 PM | EPA/841/D-13/001
322506 | XCMG | Sum of Canopy+Mid+Ground layer areal cover proport | NARS_WQX | 7/15/2014 9:42:33 PM | EPA/841/D-13/001
317228 | XCMGW | Sum of Woody Canopy+Mid+Ground layer areal cover p | NARSTEST | 11/25/2013 12:39:36 PM | EPA/841/D-13/001
322496 | XCMGW | Sum of Woody Canopy+Mid+Ground layer areal cover p | NARS_WQX | 7/15/2014 9:42:33 PM | EPA/841/D-13/001
322510 | XDEPTH | Mean thalweg depth (cm) | NARS_WQX | 7/15/2014 9:42:33 PM | EPA/841/D-13/001
317242 | XDEPTH | Mean thalweg depth (cm) | NARSTEST | 11/25/2013 12:39:36 PM | EPA/841/D-13/001
293924 | XDIMEN | Type of GPS Dimension Fix (2D/3D) | NARS_WQX | 3/29/2012 5:58:56 PM | EPA/620/R-99/003; http://www.epa.gov/emap2/html/pubs/docs/groupdocs/surfwatr/field/phyhab.html
293771 | XDIMEN | Type of GPS Dimension Fix (2D/3D) | NARSTEST | 2/23/2012 7:26:02 PM | EPA/620/R-99/003; http://www.epa.gov/emap2/html/pubs/docs/groupdocs/surfwatr/field/phyhab.html
322522 | XEMBED | Mean streambed embeddedness (%) | NARS_WQX | 7/15/2014 9:42:33 PM | EPA/841/D-13/001
317254 | XEMBED | Mean streambed embeddedness (%) | NARSTEST | 11/25/2013 12:39:36 PM | EPA/841/D-13/001
317266 | XFC_ALG | Filamentous algae Mean areal cover | NARSTEST | 11/25/2013 12:40:32 PM | EPA/841/D-13/001
322531 | XFC_ALG | Filamentous algae Mean areal cover | NARS_WQX | 7/15/2014 9:44:20 PM | EPA/841/D-13/001
317261 | XFC_AQM | Aquatic macrophyte mean areal cover | NARSTEST | 11/25/2013 12:39:56 PM | EPA/841/D-13/001
322529 | XFC_AQM | Aquatic macrophyte mean areal cover | NARS_WQX | 7/15/2014 9:43:19 PM | EPA/841/D-13/001
317247 | XFC_LWD | Large woody debris areal cover | NARSTEST | 11/25/2013 12:39:36 PM | EPA/841/D-13/001
322515 | XFC_LWD | Large woody debris areal cover | NARS_WQX | 7/15/2014 9:42:33 PM | EPA/841/D-13/001
322520 | XFC_NAT | Sum of non-anthropogenic fish areal cover types | NARS_WQX | 7/15/2014 9:42:33 PM | EPA/841/D-13/001
317252 | XFC_NAT | Sum of non-anthropogenic fish areal cover types | NARSTEST | 11/25/2013 12:39:36 PM | EPA/841/D-13/001
317222 | XGB | Barren ground layer areal cover | NARSTEST | 11/25/2013 12:39:36 PM | EPA/841/D-13/001
322490 | XGB | Barren ground layer areal cover | NARS_WQX | 7/15/2014 9:42:33 PM | EPA/841/D-13/001
322476 | XGH | Non-woody ground layer areal cover | NARS_WQX | 7/15/2014 9:42:32 PM | EPA/841/D-13/001
317208 | XGH | Non-woody ground layer areal cover | NARSTEST | 11/25/2013 12:39:35 PM | EPA/841/D-13/001
293943 | XGPSCOOR | GPS Coords w/in 10 Seconds of Map (Y/N) | NARS_WQX | 3/29/2012 5:59:01 PM | EPA/620/R-99/003; http://www.epa.gov/emap2/html/pubs/docs/groupdocs/surfwatr/field/phyhab.html
293790 | XGPSCOOR | GPS Coords w/in 10 Seconds of Map (Y/N) | NARSTEST | 2/23/2012 7:26:08 PM | EPA/620/R-99/003; http://www.epa.gov/emap2/html/pubs/docs/groupdocs/surfwatr/field/phyhab.html
317241 | XGW | Woody ground layer areal cover | NARSTEST | 11/25/2013 12:39:36 PM | EPA/841/D-13/001
322509 | XGW | Woody ground layer areal cover | NARS_WQX | 7/15/2014 9:42:33 PM | EPA/841/D-13/001
317233 | XINC_H | Terrace Height above water level (m) | NARSTEST | 11/25/2013 12:39:36 PM | EPA/841/D-13/001
322501 | XINC_H | Terrace Height above water level (m) | NARS_WQX | 7/15/2014 9:42:33 PM | EPA/841/D-13/001
293763 | XLAT_DD | X-site GPS Latitiude - Decimal Degrees | NARSTEST | 2/23/2012 7:26:02 PM | EPA/620/R-99/003; http://www.epa.gov/emap2/html/pubs/docs/groupdocs/surfwatr/field/phyhab.html
293916 | XLAT_DD | X-site GPS Latitiude - Decimal Degrees | NARS_WQX | 3/29/2012 5:58:56 PM | EPA/620/R-99/003; http://www.epa.gov/emap2/html/pubs/docs/groupdocs/surfwatr/field/phyhab.html
293765 | XLAT_DEG | X-site GPS Latitude - Degrees | NARSTEST | 2/23/2012 7:26:02 PM | EPA/620/R-99/003; http://www.epa.gov/emap2/html/pubs/docs/groupdocs/surfwatr/field/phyhab.html
293918 | XLAT_DEG | X-site GPS Latitude - Degrees | NARS_WQX | 3/29/2012 5:58:56 PM | EPA/620/R-99/003; http://www.epa.gov/emap2/html/pubs/docs/groupdocs/surfwatr/field/phyhab.html
293766 | XLAT_MIN | X-site GPS Latitude - Minutes | NARSTEST | 2/23/2012 7:26:02 PM | EPA/620/R-99/003; http://www.epa.gov/emap2/html/pubs/docs/groupdocs/surfwatr/field/phyhab.html
293919 | XLAT_MIN | X-site GPS Latitude - Minutes | NARS_WQX | 3/29/2012 5:58:56 PM | EPA/620/R-99/003; http://www.epa.gov/emap2/html/pubs/docs/groupdocs/surfwatr/field/phyhab.html
293920 | XLAT_SEC | X-site GPS Latitude - Seconds | NARS_WQX | 3/29/2012 5:58:56 PM | EPA/620/R-99/003; http://www.epa.gov/emap2/html/pubs/docs/groupdocs/surfwatr/field/phyhab.html
293767 | XLAT_SEC | X-site GPS Latitude - Seconds | NARSTEST | 2/23/2012 7:26:02 PM | EPA/620/R-99/003; http://www.epa.gov/emap2/html/pubs/docs/groupdocs/surfwatr/field/phyhab.html
293764 | XLON_DD | X-site GPS Longitude - Decimal Degrees | NARSTEST | 2/23/2012 7:26:02 PM | EPA/620/R-99/003; http://www.epa.gov/emap2/html/pubs/docs/groupdocs/surfwatr/field/phyhab.html
293917 | XLON_DD | X-site GPS Longitude - Decimal Degrees | NARS_WQX | 3/29/2012 5:58:56 PM | EPA/620/R-99/003; http://www.epa.gov/emap2/html/pubs/docs/groupdocs/surfwatr/field/phyhab.html
293768 | XLON_DEG | X-site GPS Longitude - Degrees | NARSTEST | 2/23/2012 7:26:02 PM | EPA/620/R-99/003; http://www.epa.gov/emap2/html/pubs/docs/groupdocs/surfwatr/field/phyhab.html
293921 | XLON_DEG | X-site GPS Longitude - Degrees | NARS_WQX | 3/29/2012 5:58:56 PM | EPA/620/R-99/003; http://www.epa.gov/emap2/html/pubs/docs/groupdocs/surfwatr/field/phyhab.html
293922 | XLON_MIN | X-site GPS Longitude - Minutes | NARS_WQX | 3/29/2012 5:58:56 PM | EPA/620/R-99/003; http://www.epa.gov/emap2/html/pubs/docs/groupdocs/surfwatr/field/phyhab.html
293769 | XLON_MIN | X-site GPS Longitude - Minutes | NARSTEST | 2/23/2012 7:26:02 PM | EPA/620/R-99/003; http://www.epa.gov/emap2/html/pubs/docs/groupdocs/surfwatr/field/phyhab.html
293770 | XLON_SEC | X-site GPS Longitude - Seconds | NARSTEST | 2/23/2012 7:26:02 PM | EPA/620/R-99/003; http://www.epa.gov/emap2/html/pubs/docs/groupdocs/surfwatr/field/phyhab.html
293923 | XLON_SEC | X-site GPS Longitude - Seconds | NARS_WQX | 3/29/2012 5:58:56 PM | EPA/620/R-99/003; http://www.epa.gov/emap2/html/pubs/docs/groupdocs/surfwatr/field/phyhab.html
121455 | XLowDurmed | median_extreme low duration | EMAP_GRE | 4/5/2010 10:08:17 AM
121456 | XLowFreqmed | median_extreme low freq | EMAP_GRE | 4/5/2010 10:08:17 AM
121457 | XLowTimmed | median_extreme low timing | EMAP_GRE | 4/5/2010 10:08:17 AM
235 | XSECTION | Channel Cross-Section | MDEQ_WQ_WQX | 9/12/2013 11:27:32 AM
317270 | XSHOR2VG | Distance (m) from shoreline to vegetation Boatable | NARSTEST | 11/25/2013 12:40:37 PM | EPA/841/D-13/001
322535 | XSHOR2VG | Distance (m) from shoreline to vegetation Boatable | NARS_WQX | 7/15/2014 9:44:31 PM | EPA/841/D-13/001
293760 | XSTATUS | X-site Sampling Status Category | NARSTEST | 2/23/2012 7:26:02 PM | EPA/620/R-99/003; http://www.epa.gov/emap2/html/pubs/docs/groupdocs/surfwatr/field/phyhab.html
293913 | XSTATUS | X-site Sampling Status Category | NARS_WQX | 3/29/2012 5:58:56 PM | EPA/620/R-99/003; http://www.epa.gov/emap2/html/pubs/docs/groupdocs/surfwatr/field/phyhab.html
322504 | XWD_RAT | Mean Wetted Width/Thalweg Depth ratio | NARS_WQX | 7/15/2014 9:42:33 PM | EPA/841/D-13/001
317236 | XWD_RAT | Mean Wetted Width/Thalweg Depth ratio | NARSTEST | 11/25/2013 12:39:36 PM | EPA/841/D-13/001
322472 | XWIDTH | Mean Wetted Width (m) | NARS_WQX | 7/15/2014 9:42:32 PM | EPA/841/D-13/001
317204 | XWIDTH | Mean Wetted Width (m) | NARSTEST | 11/25/2013 12:39:35 PM | EPA/841/D-13/001
317253 | XWXD | Mean Wetted Width x Thalweg depth (m2) | NARSTEST | 11/25/2013 12:39:36 PM | EPA/841/D-13/001
322521 | XWXD | Mean Wetted Width x Thalweg depth (m2) | NARS_WQX | 7/15/2014 9:42:33 PM | EPA/841/D-13/001
145274 | _100n_agallg3_pl | _agallg3_pl | EMAP_GRE | 3/5/2010 8:58:45 AM
145273 | _100n_agall_pl | _AGALL_PL | EMAP_GRE | 3/5/2010 8:58:45 AM
145275 | _100n_agcul_pl | _AGCUL_PL | EMAP_GRE | 3/5/2010 8:58:45 AM
145276 | _100n_aghay_pl | _AGHAY_PL | EMAP_GRE | 3/5/2010 8:58:45 AM
145277 | _100n_area | _AREA (or _A) | EMAP_GRE | 3/5/2010 8:58:45 AM
145278 | _100n_barren_pl | _BARREN_PL | EMAP_GRE | 3/5/2010 8:58:45 AM
145279 | _100n_canopy_p | _CANOPY_P | EMAP_GRE | 3/5/2010 8:58:45 AM
145280 | _100n_devall_pl | _DEVALL_PL | EMAP_GRE | 3/5/2010 8:58:45 AM
145281 | _100n_devhi_pl | _DEVHI_PL | EMAP_GRE | 3/5/2010 8:58:45 AM
145282 | _100n_devlow_pl | _DEVLOW_PL | EMAP_GRE | 3/5/2010 8:58:45 AM
145283 | _100n_devmed_pl | _DEVMED_PL | EMAP_GRE | 3/5/2010 8:58:45 AM
145284 | _100n_devopen_pl | _DEVOPEN_PL | EMAP_GRE | 3/5/2010 8:58:45 AM
145285 | _100n_forsta_pl | _FORSTA_PL | EMAP_GRE | 3/5/2010 8:58:45 AM
145286 | _100n_forstd_pl | _FORSTD_PL | EMAP_GRE | 3/5/2010 8:58:45 AM
145287 | _100n_forste_pl | _FORSTE_PL | EMAP_GRE | 3/5/2010 8:58:45 AM
145288 | _100n_forstm_pl | _FORSTM_PL | EMAP_GRE | 3/5/2010 8:58:45 AM
145289 | _100n_grass_pl | _GRASS_PL | EMAP_GRE | 3/5/2010 8:58:45 AM
145290 | _100n_imperv_p | _IMPERV_P | EMAP_GRE | 3/5/2010 8:58:45 AM
145291 | _100n_land_a | _LAND_A | EMAP_GRE | 3/5/2010 8:58:45 AM
145292 | _100n_open_pl | _OPEN_PL | EMAP_GRE | 3/5/2010 8:58:45 AM
145293 | _100n_shrub_pl | _SHRUB_PL | EMAP_GRE | 3/5/2010 8:58:45 AM
145294 | _100n_slope_m | _SLOPE_M | EMAP_GRE | 3/5/2010 8:58:45 AM
145295 | _100n_water_a | _WATER_A | EMAP_GRE | 3/5/2010 8:58:45 AM
145296 | _100n_wetall_pl | _WETALL_PL | EMAP_GRE | 3/5/2010 8:58:45 AM
145297 | _100n_wete_pl | _WETE_PL | EMAP_GRE | 3/5/2010 8:58:46 AM
145298 | _100n_wetw_pl | _WETW_PL | EMAP_GRE | 3/5/2010 8:58:46 AM
145300 | _10c_crip400b_agallg3_pl | _agallg3_pl | EMAP_GRE | 3/5/2010 8:58:46 AM
145299 | _10c_crip400b_agall_pl | _AGALL_PL | EMAP_GRE | 3/5/2010 8:58:46 AM
145301 | _10c_crip400b_agcul_pl | _AGCUL_PL | EMAP_GRE | 3/5/2010 8:58:46 AM
145302 | _10c_crip400b_aghay_pl | _AGHAY_PL | EMAP_GRE | 3/5/2010 8:58:46 AM
145303 | _10c_crip400b_area | _AREA (or _A) | EMAP_GRE | 3/5/2010 8:58:46 AM
145304 | _10c_crip400b_barren_pl | _BARREN_PL | EMAP_GRE | 3/5/2010 8:58:46 AM
145305 | _10c_crip400b_canopy_m | _CANOPY_M | EMAP_GRE | 3/5/2010 8:58:46 AM
145306 | _10c_crip400b_devall_pl | _DEVALL_PL | EMAP_GRE | 3/5/2010 8:58:46 AM
145307 | _10c_crip400b_devhi_pl | _DEVHI_PL | EMAP_GRE | 3/5/2010 8:58:46 AM
145308 | _10c_crip400b_devlow_pl | _DEVLOW_PL | EMAP_GRE | 3/5/2010 8:58:46 AM
145309 | _10c_crip400b_devmed_pl | _DEVMED_PL | EMAP_GRE | 3/5/2010 8:58:46 AM
145310 | _10c_crip400b_devopen_pl | _DEVOPEN_PL | EMAP_GRE | 3/5/2010 8:58:46 AM
145311 | _10c_crip400b_forsta_pl | _FORSTA_PL | EMAP_GRE | 3/5/2010 8:58:46 AM
145312 | _10c_crip400b_forstd_pl | _FORSTD_PL | EMAP_GRE | 3/5/2010 8:58:46 AM
145313 | _10c_crip400b_forste_pl | _FORSTE_PL | EMAP_GRE | 3/5/2010 8:58:46 AM
145314 | _10c_crip400b_forstm_pl | _FORSTM_PL | EMAP_GRE | 3/5/2010 8:58:46 AM
145315 | _10c_crip400b_grass_pl | _GRASS_PL | EMAP_GRE | 3/5/2010 8:58:46 AM
145316 | _10c_crip400b_imperv_m | _IMPERV_P | EMAP_GRE | 3/5/2010 8:58:46 AM
145317 | _10c_crip400b_land_a | _LAND_A | EMAP_GRE | 3/5/2010 8:58:46 AM
145318 | _10c_crip400b_open_pl | _OPEN_PL | EMAP_GRE | 3/5/2010 8:58:46 AM
145319 | _10c_crip400b_shrub_pl | _SHRUB_PL | EMAP_GRE | 3/5/2010 8:58:46 AM
145320 | _10c_crip400b_slope_m | _SLOPE_M | EMAP_GRE | 3/5/2010 8:58:46 AM
145321 | _10c_crip400b_water_a | _WATER_A | EMAP_GRE | 3/5/2010 8:58:46 AM
145322 | _10c_crip400b_wetall_pl | _WETALL_PL | EMAP_GRE | 3/5/2010 8:58:46 AM
145323 | _10c_crip400b_wete_pl | _WETE_PL | EMAP_GRE | 3/5/2010 8:58:46 AM
145324 | _10c_crip400b_wetw_pl | _WETW_PL | EMAP_GRE | 3/5/2010 8:58:46 AM
145326 | _10t_agallg3_pl | _agallg3_pl | EMAP_GRE | 3/5/2010 8:58:46 AM
145325 | _10t_agall_pl | _AGALL_PL | EMAP_GRE | 3/5/2010 8:58:46 AM
145327 | _10t_agcul_pl | _AGCUL_PL | EMAP_GRE | 3/5/2010 8:58:46 AM
145328 | _10t_aghay_pl | _AGHAY_PL | EMAP_GRE | 3/5/2010 8:58:46 AM
145329 | _10t_area | _AREA (or _A) | EMAP_GRE | 3/5/2010 8:58:46 AM
145330 | _10t_barren_pl | _BARREN_PL | EMAP_GRE | 3/5/2010 8:58:46 AM
145331 | _10t_canopy_m | _CANOPY_M | EMAP_GRE | 3/5/2010 8:58:46 AM
145332 | _10t_devall_pl | _DEVALL_PL | EMAP_GRE | 3/5/2010 8:58:46 AM
145333 | _10t_devhi_pl | _DEVHI_PL | EMAP_GRE | 3/5/2010 8:58:46 AM
145334 | _10t_devlow_pl | _DEVLOW_PL | EMAP_GRE | 3/5/2010 8:58:46 AM
145335 | _10t_devmed_pl | _DEVMED_PL | EMAP_GRE | 3/5/2010 8:58:46 AM
145336 | _10t_devopen_pl | _DEVOPEN_PL | EMAP_GRE | 3/5/2010 8:58:46 AM
145337 | _10t_forsta_pl | _FORSTA_PL | EMAP_GRE | 3/5/2010 8:58:46 AM
145338 | _10t_forstd_pl | _FORSTD_PL | EMAP_GRE | 3/5/2010 8:58:46 AM
145339 | _10t_forste_pl | _FORSTE_PL | EMAP_GRE | 3/5/2010 8:58:46 AM
145340 | _10t_forstm_pl | _FORSTM_PL | EMAP_GRE | 3/5/2010 8:58:46 AM
145341 | _10t_grass_pl | _GRASS_PL | EMAP_GRE | 3/5/2010 8:58:46 AM
145342 | _10t_imperv_m | _IMPERV_P | EMAP_GRE | 3/5/2010 8:58:46 AM
145343 | _10t_land_a | _LAND_A | EMAP_GRE | 3/5/2010 8:58:46 AM
145344 | _10t_open_pl | _OPEN_PL | EMAP_GRE | 3/5/2010 8:58:46 AM
145345 | _10t_shrub_pl | _SHRUB_PL | EMAP_GRE | 3/5/2010 8:58:46 AM
145346 | _10t_slope_m | _SLOPE_M | EMAP_GRE | 3/5/2010 8:58:46 AM
145347 | _10t_water_a | _WATER_A | EMAP_GRE | 3/5/2010 8:58:46 AM
145348 | _10t_wetall_pl | _WETALL_PL | EMAP_GRE | 3/5/2010 8:58:46 AM
145349 | _10t_wete_pl | _WETE_PL | EMAP_GRE | 3/5/2010 8:58:46 AM
145350 | _10t_wetw_pl | _WETW_PL | EMAP_GRE | 3/5/2010 8:58:46 AM
145352 | _10v_agallg3_pl | _agallg3_pl | EMAP_GRE | 3/5/2010 8:58:46 AM
145351 | _10v_agall_pl | _AGALL_PL | EMAP_GRE | 3/5/2010 8:58:46 AM
145353 | _10v_agcul_pl | _AGCUL_PL | EMAP_GRE | 3/5/2010 8:58:46 AM
145354 | _10v_aghay_pl | _AGHAY_PL | EMAP_GRE | 3/5/2010 8:58:46 AM
145355 | _10v_area | _AREA (or _A) | EMAP_GRE | 3/5/2010 8:58:46 AM
145356 | _10v_barren_pl | _BARREN_PL | EMAP_GRE | 3/5/2010 8:58:46 AM
145357 | _10v_canopy_m | _CANOPY_M | EMAP_GRE | 3/5/2010 8:58:46 AM
145358 | _10v_devall_pl | _DEVALL_PL | EMAP_GRE | 3/5/2010 8:58:46 AM
145359 | _10v_devhi_pl | _DEVHI_PL | EMAP_GRE | 3/5/2010 8:58:46 AM
145360 | _10v_devlow_pl | _DEVLOW_PL | EMAP_GRE | 3/5/2010 8:58:46 AM
145361 | _10v_devmed_pl | _DEVMED_PL | EMAP_GRE | 3/5/2010 8:58:46 AM
145362 | _10v_devopen_pl | _DEVOPEN_PL | EMAP_GRE | 3/5/2010 8:58:46 AM
145363 | _10v_forsta_pl | _FORSTA_PL | EMAP_GRE | 3/5/2010 8:58:46 AM
145364 | _10v_forstd_pl | _FORSTD_PL | EMAP_GRE | 3/5/2010 8:58:46 AM
145365 | _10v_forste_pl | _FORSTE_PL | EMAP_GRE | 3/5/2010 8:58:46 AM
145366 | _10v_forstm_pl | _FORSTM_PL | EMAP_GRE | 3/5/2010 8:58:46 AM
145367 | _10v_grass_pl | _GRASS_PL | EMAP_GRE | 3/5/2010 8:58:46 AM
145368 | _10v_imperv_m | _IMPERV_P | EMAP_GRE | 3/5/2010 8:58:46 AM
145369 | _10v_land_a | _LAND_A | EMAP_GRE | 3/5/2010 8:58:46 AM
145370 | _10v_open_pl | _OPEN_PL | EMAP_GRE | 3/5/2010 8:58:46 AM
145371 | _10v_shrub_pl | _SHRUB_PL | EMAP_GRE | 3/5/2010 8:58:46 AM
145372 | _10v_slope_m | _SLOPE_M | EMAP_GRE | 3/5/2010 8:58:46 AM
145373 | _10v_water_a | _WATER_A | EMAP_GRE | 3/5/2010 8:58:46 AM
145374 | _10v_wetall_pl | _WETALL_PL | EMAP_GRE | 3/5/2010 8:58:46 AM
145375 | _10v_wete_pl | _WETE_PL | EMAP_GRE | 3/5/2010 8:58:46 AM
145376 | _10v_wetw_pl | _WETW_PL | EMAP_GRE | 3/5/2010 8:58:46 AM
145378 | _50n_agallg3_pl | _agallg3_pl | EMAP_GRE | 3/5/2010 8:58:46 AM
145377 | _50n_agall_pl | _AGALL_PL | EMAP_GRE | 3/5/2010 8:58:46 AM
145379 | _50n_agcul_pl | _AGCUL_PL | EMAP_GRE | 3/5/2010 8:58:46 AM
145380 | _50n_aghay_pl | _AGHAY_PL | EMAP_GRE | 3/5/2010 8:58:46 AM
145381 | _50n_area | _AREA (or _A) | EMAP_GRE | 3/5/2010 8:58:46 AM
145382 | _50n_barren_pl | _BARREN_PL | EMAP_GRE | 3/5/2010 8:58:46 AM
145383 | _50n_canopy_m | _CANOPY_M | EMAP_GRE | 3/5/2010 8:58:46 AM
145384 | _50n_devall_pl | _DEVALL_PL | EMAP_GRE | 3/5/2010 8:58:46 AM
145385 | _50n_devhi_pl | _DEVHI_PL | EMAP_GRE | 3/5/2010 8:58:46 AM
145386 | _50n_devlow_pl | _DEVLOW_PL | EMAP_GRE | 3/5/2010 8:58:46 AM
145387 | _50n_devmed_pl | _DEVMED_PL | EMAP_GRE | 3/5/2010 8:58:46 AM
145388 | _50n_devopen_pl | _DEVOPEN_PL | EMAP_GRE | 3/5/2010 8:58:46 AM
145389 | _50n_forsta_pl | _FORSTA_PL | EMAP_GRE | 3/5/2010 8:58:46 AM
145390 | _50n_forstd_pl | _FORSTD_PL | EMAP_GRE | 3/5/2010 8:58:46 AM
145391 | _50n_forste_pl | _FORSTE_PL | EMAP_GRE | 3/5/2010 8:58:46 AM
145392 | _50n_forstm_pl | _FORSTM_PL | EMAP_GRE | 3/5/2010 8:58:46 AM
145393 | _50n_grass_pl | _GRASS_PL | EMAP_GRE | 3/5/2010 8:58:46 AM
145394 | _50n_imperv_m | _IMPERV_P | EMAP_GRE | 3/5/2010 8:58:46 AM
145395 | _50n_land_a | _LAND_A | EMAP_GRE | 3/5/2010 8:58:46 AM
145396 | _50n_open_pl | _OPEN_PL | EMAP_GRE | 3/5/2010 8:58:46 AM
145397 | _50n_shrub_pl | _SHRUB_PL | EMAP_GRE | 3/5/2010 8:58:46 AM
145398 | _50n_slope_m | _SLOPE_M | EMAP_GRE | 3/5/2010 8:58:46 AM
145399 | _50n_water_a | _WATER_A | EMAP_GRE | 3/5/2010 8:58:46 AM
145400 | _50n_wetall_pl | _WETALL_PL | EMAP_GRE | 3/5/2010 8:58:46 AM
145401 | _50n_wete_pl | _WETE_PL | EMAP_GRE | 3/5/2010 8:58:46 AM
145402 | _50n_wetw_pl | _WETW_PL | EMAP_GRE | 3/5/2010 8:58:46 AM

## MONITORING_LOCATION_TYPE
UID | Name | Description | Last Change Date
86 | Atmosphere | Atmosphere monitoring stations provide weather data about conditions | 11/20/2013 10:57:47 AM
58 | BEACH Program Site-Channelized stream | The process of straightening or redirecting natural streams in an artificially modified or constructed stream bed. Channelization has been carried out for numerous reasons, most often to drain wetlands , direct water flow for agricultural use, and control flooding . While this process makes a stream more useful for human activities, it tends to interfere with natural river habitats and to destabilize stream banks by destroying riparian vegetation. | 8/11/2007 12:00:00 AM
59 | BEACH Program Site-Estuary | a partially enclosed coastal body of brackish water with one or more rivers or streams flowing into it, and with a free connection to the open sea Estuaries form a transition zone between river environments and maritime environments. The sea water entering the estuary is diluted by the fresh water flowing from rivers and streams. | 8/11/2007 12:00:00 AM
60 | BEACH Program Site-Great Lake |  | 8/11/2007 12:00:00 AM
61 | BEACH Program Site-Lake |  | 8/11/2007 12:00:00 AM
63 | BEACH Program Site-Land |  | 8/11/2007 12:00:00 AM
62 | BEACH Program Site-Land runoff |  | 8/11/2007 12:00:00 AM
64 | BEACH Program Site-Ocean |  | 8/11/2007 12:00:00 AM
65 | BEACH Program Site-River/Stream |  | 8/11/2007 12:00:00 AM
66 | BEACH Program Site-Storm sewer |  | 4/1/2008 12:00:00 AM
67 | BEACH Program Site-Waste sewer |  | 4/1/2008 12:00:00 AM
6 | Borehole | A borehole is a narrow shaft bored in the ground, either vertically or horizontally. A borehole may be constructed for many different purposes, including the extraction of water, other liquids (such as petroleum) or gases (such as natural gas), as part of a geotechnical investigation, environmental site assessment, | 5/11/2011 11:18:28 PM
1 | Canal Drainage | As a channel drainage system it is designed to eliminate the need for further pipework systems to be installed in parallel to the drainage, reducing the environmental impact of production as well as improving water collection. | 7/26/2006 10:57:47 AM
2 | Canal Irrigation | Irrigation canals are the main waterways that bring irrigation water from a water source to the areas to be irrigated. They can be lined with concrete, brick, stone, or a flexible membrane to prevent seepage and erosion. | 7/26/2006 10:57:47 AM
3 | Canal Transport | Canals are human-made channels for water conveyance, or to service water transport vehicles. In most cases, the engineered works will have a series of dams and locks that create areas of low speed current flow. These areas are referred to as slack water levels, often just called levels. | 7/26/2006 10:57:47 AM
4 | Cave | A cave is a hollow place in the ground, specifically a natural underground space large enough for a human to enter. Caves form naturally by the weathering of rock and often extend deep underground. | 7/26/2006 10:57:47 AM
5 | CERCLA Superfund Site | The Superfund site assessment process evaluates potential or confirmed releases of hazardous substances that may pose a threat to human health or the environment using the Hazard Ranking System (HRS) criteria guide | 8/11/2006 11:18:28 PM
10 | Channelized Stream | The process of straightening or redirecting natural streams in an artificially modified or constructed stream bed. Channelization has been carried out for numerous reasons, most often to drain wetlands , direct water flow for agricultural use, and control flooding . While this process makes a stream more useful for human activities, it tends to interfere with natural river habitats and to destabilize stream banks by destroying riparian vegetation. | 8/11/2006 11:18:28 PM
11 | Combined Sewer | A combined sewer system (CSS) collects rainwater runoff, domestic sewage, and industrial wastewater into one pipe. Under normal conditions, it transports all of the wastewater it collects to a sewage treatment plant for treatment, then discharges to a water body. Combined sewer overflows (CSOs) contain untreated or partially treated human and industrial waste, toxic materials, and debris as well as stormwater. | 8/11/2006 11:18:28 PM
87 | Constructed Diversion Dam | A diversion dam is a dam that diverts all or a portion of the flow of a river from its natural course. Diversion dams do not generally impound water in a reservoir. Instead, the water is diverted into an artificial water course or canal, which may be used for irrigation or return to the river after passing through hydroelectric generators, flow into a different river or be itself dammed forming a reservoir. | 11/20/2013 10:57:47 AM
88 | Constructed Tunnel | an artificial underground passage, especially one built through a hill or under a building, road, or river. | 11/20/2013 10:57:47 AM
89 | Constructed Water Transport Structure | a system of structures and measures that support the intentional movement of water over large distances. simple aqueducts to transport water above ground level; short pipelines to transport water above or under another structure such as a water canal or an access road | 12/2/2013 10:57:47 AM
12 | Constructed Wetland | A constructed wetland (CW) is an artificial wetland to treat municipal or industrial wastewater, greywater or stormwater runoff. It may also be designed for land reclamation after mining, or as a mitigation step for natural areas lost to land development.Constructed wetlands are engineered systems that use natural functions vegetation, soil, and organisms to treat wastewater | 7/26/2006 10:57:47 AM
13 | Estuary | a partially enclosed coastal body of brackish water with one or more rivers or streams flowing into it, and with a free connection to the open sea Estuaries form a transition zone between river environments and maritime environments. The sea water entering the estuary is diluted by the fresh water flowing from rivers and streams. | 7/26/2006 10:57:47 AM
14 | Facility Industrial | a facility composed of one or more pieces of equipment connected to or part of a structure and designed to provide a service such as heat or electricity or water or sewage disposal; "the price of the house included all utilities | 7/26/2006 10:57:47 AM
15 | Facility Municipal Sewage (POTW) | Treatment works treating domestic sewage means a POTW or any other sewage sludge or waste water treatment devices or systems, regardless of ownership (including federal facilities), used in the storage, treatment, recycling, and reclamation of municipal or domestic sewage, including land dedicated for the disposal of sewage sludge. This definition does not include septic tanks or similar devices. | 7/26/2006 10:57:47 AM
17 | Facility Other | a facility composed of one or more pieces of equipment connected to or part of a structure and designed to provide a service such as Reclaimed water can supply needed water for some purposes Reclaimed wastewater frees up fresh water that can be used somewhere else, such as for drinking water | 7/26/2006 10:57:47 AM
18 | Facility Privately Owned Non-industrial | Privately owned treatment works means any device or system which is (a) used to treat wastes from any facility whose operator is not the operator of the treatment works | 8/11/2006 11:18:28 PM
16 | Facility Public Water Supply (PWS) | A Public Water System is a public water supply for the provision to the public of piped water for human consumption, A Public Water System includes any collection, treatment, storage, and distribution facilities under control of such system, including the operator or administrator of such system, and is used primarily in connection with such system and any collection or pretreatment storage facilities not under such control which are used primarily in connection with such system.” | 8/11/2006 11:18:28 PM
73 | Floodwater non-Urban | A flood is an overflow of water that submerges land that is usually dry Flooding may occur as an overflow of water from water bodies, such as a river, lake, or ocean, in which the water overtops or breaks levees, resulting in some of that water escaping its usual boundaries | 1/11/2012 5:40:10 PM
72 | Floodwater Urban | A flood is an overflow of water that submerges land that is usually dry In the sense of "urban runoff water". it may occur due to an accumulation of rainwater on saturated ground in an areal flood. | 1/11/2012 5:40:09 PM
19 | Gallery | An infiltration gallery is a structure including perforated conduits in gravel to expedite transfer of water to or from a soil. | 7/26/2006 10:57:47 AM
76 | Gas-Condensate |  | 10/17/2013 3:00:09 PM
77 | Gas-Engine |  | 10/17/2013 3:00:09 PM
78 | Gas-Extraction |  | 10/17/2013 3:00:09 PM
79 | Gas-Flare |  | 10/17/2013 3:00:09 PM
80 | Gas-Monitoring Probe |  | 10/17/2013 3:00:09 PM
81 | Gas-Passive Vent |  | 10/17/2013 3:00:09 PM
92 | Gas-Subslab |  | 8/4/2014 12:00:00 AM
82 | Gas-Temporary |  | 10/17/2013 3:00:09 PM
20 | Great Lake |  | 7/26/2006 10:57:47 AM
21 | Lake |  | 7/26/2006 10:57:47 AM
50 | Land |  | 7/26/2006 10:57:47 AM
22 | Land Flood Plain |  | 7/26/2006 10:57:47 AM
23 | Land Runoff |  | 8/11/2006 11:18:28 PM
24 | Landfill |  | 7/26/2006 10:57:47 AM
83 | Leachate-Extraction |  | 10/17/2013 3:00:09 PM
84 | Leachate-Head Well |  | 10/17/2013 3:00:09 PM
71 | Leachate-Lysimeter |  | 12/22/2011 2:13:01 PM
85 | Leachate-SamplePoint |  | 10/17/2013 3:00:09 PM
91 | Local Air Monitoring Station |  | 1/24/2014 10:57:47 AM
95 | Mine Pit |  | 10/15/2014 12:00:00 AM
25 | Mine/Mine Discharge |  | 8/11/2006 11:18:28 PM
26 | Mine/Mine Discharge Adit (Mine Entrance) |  | 8/11/2006 11:18:28 PM
27 | Mine/Mine Discharge Tailings Pile |  | 8/11/2006 11:18:28 PM
28 | Mine/Mine Discharge Waste Rock Pile |  | 8/11/2006 11:18:28 PM
29 | National Air Monitoring Station |  | 7/26/2006 10:57:47 AM
30 | Ocean |  | 7/26/2006 10:57:47 AM
90 | Oil and Gas Well |  | 12/2/2013 5:35:47 PM
52 | Other-Ground Water |  | 7/26/2006 10:57:47 AM
51 | Other-Surface Water |  | 7/26/2006 10:57:47 AM
57 | Pipe, Unspecified Source |  | 11/20/2006 1:45:28 PM
54 | Playa |  | 8/11/2006 11:18:28 PM
70 | Pond-Anchialine |  | 9/16/2011 2:15:16 PM
93 | Pond-Sediment |  | 10/15/2014 12:00:00 AM
94 | Pond-Stock |  | 10/15/2014 12:00:00 AM
68 | Pond-Stormwater |  | 2/18/2009 11:40:43 AM
75 | Pond-Wastewater |  | 10/17/2013 3:00:09 PM
31 | Reservoir |  | 7/26/2006 10:57:47 AM
32 | River/Stream |  | 7/26/2006 10:57:47 AM
74 | River/stream Effluent-Dominated |  | 3/13/2013 3:00:09 PM
69 | River/Stream Ephemeral |  | 6/30/2009 2:15:16 PM
55 | River/Stream Intermittent |  | 8/11/2006 11:18:28 PM
56 | River/Stream Perennial |  | 8/11/2006 11:18:28 PM
33 | Riverine Impoundment |  | 8/11/2006 11:18:28 PM
53 | Seep |  | 8/11/2006 11:18:28 PM
7 | Spigot / Faucet |  | 5/11/2011 11:18:28 PM
34 | Spring |  | 7/26/2006 10:57:47 AM
35 | State/Local Air Monitoring Station |  | 7/26/2006 10:57:47 AM
36 | Storm Sewer |  | 8/11/2006 11:18:28 PM
181 | Sump | A sump is a shallow borehole (no well construction) that intersects the water table | 12/17/2018 6:52:32 PM
8 | Survey Monument |  | 5/11/2011 11:18:28 PM
9 | Test Pit |  | 5/11/2011 11:18:28 PM
37 | Waste Pit |  | 8/11/2006 11:18:28 PM
38 | Waste Sewer |  | 8/11/2006 11:18:28 PM
39 | Well |  | 7/26/2006 10:57:47 AM
161 | Wetland Estuarine-Ditch | Open water estuary, bay, sound Vegetated and non-vegetated brackish and saltwater ditch | 9/26/2017 1:06:50 PM
40 | Wetland Estuarine-Emergent | Open water estuary, bay, sound Herbaceous marsh, fen, swale and wet meadow | 8/11/2006 11:18:28 PM
41 | Wetland Estuarine-Forested | Open water estuary, bay, sound Vegetated brackish and saltwater forest | 8/11/2006 11:18:28 PM
163 | Wetland Estuarine-Marsh | Open water estuary, bay, sound Vegetated brackish and saltwater marsh | 9/26/2017 1:06:50 PM
165 | Wetland Estuarine-Pool | Open water estuary, bay, sound Vegetated brackish and saltwater pool: lagoons | 9/20/2017 6:51:09 AM
42 | Wetland Estuarine-Scrub-Shrub | Open water estuary, bay, sound Vegetated brackish and saltwater scrub-shrub | 8/11/2006 11:18:28 PM
162 | Wetland Estuarine-Tidal Creek | Open water estuary, bay, sound Vegetated brackish and saltwater tidal creek | 9/26/2017 1:06:50 PM
43 | Wetland Lacustrine-Emergent | bounded by upland or by wetland dominated by trees, shrubs, persistent emergents, emergent mosses, or lichens | 8/11/2006 11:18:28 PM
96 | Wetland Palustrine Pond | includes all nontidal wetlands dominated by pond and all such wetlands that occur in tidal areas where salinity due to ocean-derived salts is below 0.5 ‰ | 8/6/2015 2:12:48 PM
44 | Wetland Palustrine-Emergent | includes all nontidal wetlands characterized by erect, rooted, herbaceous hydrophytes, excluding mosses and lichens and all such wetlands that occur in tidal areas where salinity due to ocean-derived salts is below 0.5 ‰ | 8/11/2006 11:18:28 PM
45 | Wetland Palustrine-Forested | includes all nontidal wetlands dominated by trees, forest, and all such wetlands that occur in tidal areas where salinity due to ocean-derived salts is below 0.5 ‰ | 8/11/2006 11:18:28 PM
46 | Wetland Palustrine-Moss-Lichen | includes all nontidal wetlands dominated by mosses or lichens, and all such wetlands that occur in tidal areas where salinity due to ocean-derived salts is below 0.5 ‰ | 8/11/2006 11:18:28 PM
47 | Wetland Palustrine-Shrub-Scrub | includes all nontidal wetlands dominated by, shrubs, scrub and all such wetlands that occur in tidal areas where salinity due to ocean-derived salts is below 0.5 ‰ | 8/11/2006 11:18:28 PM
48 | Wetland Riverine-Emergent | wetlands connected by rivers. ... They are found along the edges of rivers, streams and creeks and include rivers, floodplains, marshes, lakes and billabongs. characterized by erect, rooted, herbaceous hydrophytes, excluding mosses and lichens | 8/11/2006 11:18:28 PM
49 | Wetland Undifferentiated | a land area that is saturated with water, either permanently or seasonally, It primarily is characteristized by vegetation of aquatic plants, adapted to the unique hydric soil. | 7/26/2006 10:57:47 AM

## Sheet14
UID | Name | Description | Last Change Date
22 | Blank-adjusted method detect limit | Blank-adjusted method detect limit | 12/21/2015 2:28:18 PM
31 | Contract Detection Limit | Minimum level of detection acceptable under the contract Statement of Work (SOW). However, laboratory-derived IDLs (adjusted for sample size, dilution and moisture) are used for reporting limits | 6/16/2016 10:11:16 AM
19 | Contract Quantitation Limit | - Minimum level of reliable quantitation acceptable under the contract Statement of Work (SOW). | 12/21/2015 2:28:18 PM
20 | Daily detection limit | Daily detection limit | 12/21/2015 2:28:18 PM
7 | Drinking Water Maximum | Maximum Contaminant Levels (MCLs) is the legal threshold limit on the amount of a substance that is allowed in public water systems under the Safe Drinking Water Act. | 8/12/2006 12:26:53 AM
3 | Estimated Detection Level | Estimated Detection Level -- Minimum concentration required to produce a specified signal-to-noise (S/N) ratio. | 8/12/2006 12:26:53 AM
30 | Estimated Quantitation Limit | Lowest concentration that can be reliably achieved within specified limits of precision and accuracy during routine lab operations. EQLs normally are arbitrarily set rather than explicitly determined. | 6/16/2016 8:37:57 AM
27 | Field Holding Time Limit | Performed in field. Samples are only representative of the area they were taken from for a specific length of time before sample preparation or analysis must begin. This is defined as "holding time." | 4/4/2016 3:13:18 PM
1 | Instrument Detection Level | Instrument Detection Level(IDL)--Lowest concentration that can be detected by an instrument without correction for the effects of sample matrix or method-specific parameters such as sample preparation | 1/26/2010 12:17:18 PM
13 | Interim Reporting Level | Interim Reporting Level - a temporary reporting level used for new or custom schedules when a LRL has not yet been established | 9/10/2014 12:00:00 AM
26 | Laboratory Holding Time Limit | Performed in Lab. Samples are only representative of the area they were taken from for a specific length of time before sample preparation or analysis must begin. This is defined as "holding time." | 4/4/2016 2:05:33 PM
14 | Laboratory Reporting Level | Laboratory Reporting Level - formerly referred to as Non-Detection Value | 11/3/2014 12:00:00 AM
6 | Long Term Method Detection Level | is a modification of the defintion of the method detection limit (MDL). It includes a more thorough capture of laboratory variability, and is calculated using three different possible data assessments | 8/12/2006 12:26:53 AM
21 | Lower limit of detection | - Generally the same as IDL. IDLs are explicitly determined and generally defined as three times the standard deviation of the mean noise level. | 12/21/2015 2:28:18 PM
5 | Lower Quantitation Limit | Lower Limit of Quantitation(LLQ) Generally the same as EQL. | 8/12/2006 12:26:53 AM
10 | Lower Reporting Limit | Lower Reporting Limit | 8/12/2006 12:26:53 AM
16 | Measurement Uncertainty | A quantitative expression of error that results from incomplete knowledge or information about a parameter or value | 12/9/2015 7:39:00 AM
2 | Method Detection Level | Synonymous with Method Detection Limit (MDL), is the minimum concentration of a substance that can be measured and reported with a 99% confidence that the analyte concentration is greater than zero. | 1/24/2017 4:36:33 PM
15 | Minimum Reporting Level | Minimum Reporting Level is the smallest measured concentration of a constituent that can be reliably measured using a given analytical method | 11/3/2014 12:00:00 AM
12 | Practical Quantitation Limit | Practical Quantitation Limit (PQL) | 1/26/2010 12:17:18 PM
23 | Reporting limit | Reporting limit | 12/21/2015 2:28:18 PM
73 | Required detection limit | New term from the Federal Register ... to be investigated | 7/19/2018 8:11:17 AM
29 | Sample Detection Limit | Sample Detection Limit (SDL) - The MDL adjusted to reflect sample-specific actions such as dilution or use of smaller aliquot sizes, or to report results on a dry-weight basis. | 6/16/2016 8:25:43 AM
11 | Sample-specific min detect conc | Sample-specific min detect concentration | 10/29/2009 12:33:39 PM
24 | Sample-Specific Quantitation Limit | - The EQL adjusted to reflect sample-specific actions such as dilution or use of smaller aliquot sizes, or to report results on a dry-weight basis. | 12/21/2015 2:28:18 PM
25 | Specified in workplan | Specified in workplan... requested by GLENDA | 3/29/2016 3:06:29 PM
17 | Statistical Uncertainty | That component of uncertainty which arises from imprecision. www.iaea.org/OurWork/ST/NE/NEFW/WTS-Networks/IDN/idnfiles/Wkp_on_Development_WM,WasteCharacterization_Clearance/Day3/12.Statistics_GREY.pdf | 12/9/2015 7:55:38 AM
18 | Systematic Uncertainty | That component of uncertainty which arises from biases. www.iaea.org/OurWork/ST/NE/NEFW/WTS-Networks/IDN/idnfiles/Wkp_on_Development_WM,WasteCharacterization_Clearance/Day3/12.Statistics_GREY.pdf | 12/9/2015 7:55:38 AM
28 | Taxanomic Loss Threshold | Taxanomic Loss Threshold | 5/31/2016 2:00:03 PM
32 | Upper Calibration Limit | Upper Calibration Limit(UCL) - Highest concentration that can be reliably measured. The highest calibration standard in the lab's initial calibration curve adjusted for initial sample volume or weight | 6/16/2016 10:29:57 AM
4 | Upper Quantitation Limit | Upper Quantitation Limit - The largest concentration that an instrument can reliably detect. | 8/12/2006 12:26:53 AM
9 | Upper Reporting Limit | Upper Reporting Limit | 8/12/2006 12:26:53 AM
8 | Water Quality Standard or Criteria | Water Quality Standard or Criteria | 8/12/2006 12:26:53 AM